## 11_CS_Shortage
time/hrs	BB_Load	BB_utility_scale_wind	BB_utility_scale_solar	BB_distributed_scale_solar	BB_pp_SG_LSD_D10	BB_pp_SG_LSD_D13	BB_pp_SG_LSD_D14	BB_pp_SG_LSD_D15	BB_pp_SG_MSD_D17	BB_pp_GR_SCGT_GT02	BB_pp_SW_SCGT_GT03	BB_pp_SW_SCGT_GT04	BB_pp_SW_SCGT_GT06	BB_pp_WTE_combustion	BB_shortage	BB_Bus_el to BB_storage_pump_hydro	(Neg) BB_Bus_el to BB_storage_pump_hydro	BB_storage_pump_hydro to BB_Bus_el	Pump Capacity
2014-10-17 08:00:00	246.704512839584	0	39.7129	27.5971	12.5	11.5	29.7	29.7	17.1	13	13	20	20	11	1.8945128	0	0	0	0
2014-10-17 09:00:00	258.243423768352	0.265	70.6702	49.1098	12.5	11.5	29.7	29.7	17.1	13	13	20	20	11	0	39.301576	-39.301576	0	39.301576
2014-10-17 10:00:00	263.488804901968	1.855	94.27905	65.51595	12.5	11.5	29.7	29.7	17.1	13	13	20	20	11	0	75.661195	-75.661195	0	114.96277
2014-10-17 11:00:00	262.018614080256	3.18	108.5069	75.4031	12.5	11.5	29.7	29.7	17.1	13	13	20	20	11	0	102.57139	-102.57139	0	217.53416
2014-10-17 12:00:00	261.598890833048	3.71	116.48075	80.94425	12.5	11.5	29.7	29.7	17.1	13	13	20	20	11	0	117.03611	-117.03611	0	334.57027
2014-10-17 13:00:00	258.66314701556	3.71	116.79345	81.16155	12.5	11.5	29.7	29.7	17.1	13	13	20	20	11	0	120.50185	-120.50185	0	455.07212
2014-10-17 14:00:00	255.096658870776	3.445	109.445	76.055	12.5	11.5	29.7	29.7	17.1	13	13	20	20	11	0	111.34834	-111.34834	0	566.42046
2014-10-17 15:00:00	250.062298817248	3.18	93.96635	65.29865	12.5	11.5	29.7	29.7	17.1	13	13	20	20	11	0	89.882701	-89.882701	0	656.30316
2014-10-17 16:00:00	243.977471189216	3.445	71.6083	49.7617	12.5	11.5	29.7	29.7	17.1	13	13	20	20	11	0	58.337529	-58.337529	0	714.64069
2014-10-17 17:00:00	246.076087425256	4.505	40.9637	28.4663	12.5	11.5	29.7	29.7	17.1	13	13	20	20	11	0	5.3589126	-5.3589126	0	719.9996
2014-10-17 18:00:00	277.752438568136	4.505	6.09765	4.23735	12.5	11.5	29.7	29.7	17.1	13	13	20	20	11	0	0	0	85.412439	634.58716
2014-10-17 19:00:00	275.656141245064	4.24	0	0	12.5	11.5	29.7	29.7	17.1	13	13	20	20	11	0	0	0	93.916141	540.67102
2014-10-17 20:00:00	265.165378977832	3.71	0	0	12.5	11.5	29.7	29.7	17.1	13	13	20	20	11	0	0	0	83.955379	456.71564
2014-10-17 21:00:00	248.383405828416	3.18	0	0	12.5	11.5	29.7	29.7	17.1	13	13	20	20	11	0	0	0	67.703406	389.01224
2014-10-17 22:00:00	239.991259797224	1.325	0	0	12.5	11.5	29.7	29.7	17.1	13	13	20	20	11	0	0	0	61.16626	327.84598
2014-10-17 23:00:00	225.8621230832	1.06	0	0	12.5	11.5	29.7	29.7	17.1	13	13	20	20	11	0	0	0	47.302123	280.54386
2014-10-18 00:00:00	208.4702758232	0.53	0	0	12.5	11.5	29.7	29.7	17.1	13	13	20	20	11	0	0	0	30.440276	250.10358
2014-10-18 01:00:00	204.064341184	0.265	0	0	12.5	11.5	29.7	29.7	17.1	13	13	20	20	11	0	0	0	26.299341	223.80424
2014-10-18 02:00:00	196.8757109832	0	0	0	12.5	11.5	29.7	29.7	17.1	13	13	20	20	11	0	0	0	19.375711	204.42853
2014-10-18 03:00:00	196.8757109832	0	0	0	12.5	11.5	29.7	29.7	17.1	13	13	20	20	11	0	0	0	19.375711	185.05282
2014-10-18 04:00:00	202.2092108096	0	0	0	12.5	11.5	29.7	29.7	17.1	13	13	20	20	11	0	0	0	24.709211	160.34361
2014-10-18 05:00:00	221.456188444	0	0	0	12.5	11.5	29.7	29.7	17.1	13	13	20	20	11	0	0	0	43.956188	116.38742
2014-10-18 06:00:00	235.587644070992	0	0	0	12.5	11.5	29.7	29.7	17.1	13	13	20	20	11	0	0	0	58.087644	58.299773
2014-10-18 07:00:00	265.37640005792	0	7.8175	5.4325	12.5	11.5	29.7	29.7	17.1	13	13	20	20	11	16.326627	0	0	58.299773	0
2014-10-18 08:00:00	292.018391147272	0	40.18195	27.92305	12.5	11.5	29.7	29.7	17.1	13	13	20	20	11	46.413391	0	0	0	0
2014-10-18 09:00:00	304.605450737576	0	70.6702	49.1098	12.5	11.5	29.7	29.7	17.1	13	13	20	20	11	7.3254507	0	0	0	0
2014-10-18 10:00:00	308.800364296688	0.795	93.4973	64.9727	12.5	11.5	29.7	29.7	17.1	13	13	20	20	11	0	27.964636	-27.964636	0	27.964636
2014-10-18 11:00:00	310.898980532728	2.12	107.41245	74.64255	12.5	11.5	29.7	29.7	17.1	13	13	20	20	11	0	50.776019	-50.776019	0	78.740655
2014-10-18 12:00:00	310.898980532728	2.385	115.85535	80.50965	12.5	11.5	29.7	29.7	17.1	13	13	20	20	11	0	65.351019	-65.351019	0	144.09167
2014-10-18 13:00:00	314.045745430304	2.65	115.0736	79.9664	12.5	11.5	29.7	29.7	17.1	13	13	20	20	11	0	61.144255	-61.144255	0	205.23593
2014-10-18 14:00:00	306.704066973616	2.385	107.09975	74.42525	12.5	11.5	29.7	29.7	17.1	13	13	20	20	11	0	54.705933	-54.705933	0	259.94186
2014-10-18 15:00:00	298.311920942424	1.855	89.7449	62.3651	12.5	11.5	29.7	29.7	17.1	13	13	20	20	11	0	33.153079	-33.153079	0	293.09494
2014-10-18 16:00:00	277.124013153808	2.385	66.13605	45.95895	12.5	11.5	29.7	29.7	17.1	13	13	20	20	11	0	14.855987	-14.855987	0	307.95093
2014-10-18 17:00:00	268.731867122616	3.71	36.2732	25.2068	12.5	11.5	29.7	29.7	17.1	13	13	20	20	11	0	0	0	26.041867	281.90906
2014-10-18 18:00:00	297.892197695216	5.83	4.6905	3.2595	12.5	11.5	29.7	29.7	17.1	13	13	20	20	11	0	0	0	106.6122	175.29686
2014-10-18 19:00:00	293.066539808808	7.685	0	0	12.5	11.5	29.7	29.7	17.1	13	13	20	20	11	0	0	0	107.88154	67.415324
2014-10-18 20:00:00	278.383182895432	8.48	0	0	12.5	11.5	29.7	29.7	17.1	13	13	20	20	11	24.987859	0	0	67.415324	0
2014-10-18 21:00:00	258.452125935472	7.95	0	0	12.5	11.5	29.7	29.7	17.1	13	13	20	20	11	73.002126	0	0	0	0
2014-10-18 22:00:00	236.427090565408	5.565	0	0	12.5	11.5	29.7	29.7	17.1	13	13	20	20	11	53.362091	0	0	0	0
2014-10-18 23:00:00	224.934557896	3.975	0	0	12.5	11.5	29.7	29.7	17.1	13	13	20	20	11	43.459558	0	0	0	0
2014-10-19 00:00:00	208.4702758232	3.18	0	0	12.5	11.5	29.7	29.7	17.1	13	13	20	20	11	27.790276	0	0	0	0
2014-10-19 01:00:00	204.064341184	2.65	0	0	12.5	11.5	29.7	29.7	17.1	13	13	20	20	11	23.914341	0	0	0	0
2014-10-19 02:00:00	196.8757109832	1.855	0	0	12.5	11.5	29.7	29.7	17.1	13	13	20	20	11	17.520711	0	0	0	0
2014-10-19 03:00:00	196.8757109832	0.795	0	0	12.5	11.5	29.7	29.7	17.1	13	13	20	20	11	18.580711	0	0	0	0
2014-10-19 04:00:00	202.2092108096	0.265	0	0	12.5	11.5	29.7	29.7	17.1	13	13	20	20	11	24.444211	0	0	0	0
2014-10-19 05:00:00	221.456188444	0	0	0	12.5	11.5	29.7	29.7	17.1	13	13	20	20	11	43.956188	0	0	0	0
2014-10-19 06:00:00	235.587644070992	0	0	0	12.5	11.5	29.7	29.7	17.1	13	13	20	20	11	58.087644	0	0	0	0
2014-10-19 07:00:00	265.37640005792	0	5.3159	3.6941	12.5	11.5	29.7	29.7	17.1	13	13	20	20	11	78.8664	0	0	0	0
2014-10-19 08:00:00	292.018391147272	0	28.92475	20.10025	12.5	11.5	29.7	29.7	17.1	13	13	20	20	11	65.493391	0	0	0	0
2014-10-19 09:00:00	304.605450737576	0	52.8463	36.7237	12.5	11.5	29.7	29.7	17.1	13	13	20	20	11	37.535451	0	0	0	0
2014-10-19 10:00:00	308.800364296688	0.53	77.2369	53.6731	12.5	11.5	29.7	29.7	17.1	13	13	20	20	11	0	0.1396357	-0.1396357	0	0.1396357
2014-10-19 11:00:00	310.898980532728	3.18	98.8132	68.6668	12.5	11.5	29.7	29.7	17.1	13	13	20	20	11	0	37.261019	-37.261019	0	37.400655
2014-10-19 12:00:00	310.898980532728	8.215	109.445	76.055	12.5	11.5	29.7	29.7	17.1	13	13	20	20	11	0	60.316019	-60.316019	0	97.716675
2014-10-19 13:00:00	314.045745430304	13.25	108.1942	75.1858	12.5	11.5	29.7	29.7	17.1	13	13	20	20	11	0	60.084255	-60.084255	0	157.80093
2014-10-19 14:00:00	306.704066973616	18.02	96.6243	67.1457	12.5	11.5	29.7	29.7	17.1	13	13	20	20	11	0	52.585933	-52.585933	0	210.38686
2014-10-19 15:00:00	298.311920942424	22.26	71.13925	49.43575	12.5	11.5	29.7	29.7	17.1	13	13	20	20	11	0	22.023079	-22.023079	0	232.40994
2014-10-19 16:00:00	277.124013153808	25.175	40.0256	27.8144	12.5	11.5	29.7	29.7	17.1	13	13	20	20	11	0	0	0	6.6090132	225.80093
2014-10-19 17:00:00	268.731867122616	25.705	16.8858	11.7342	12.5	11.5	29.7	29.7	17.1	13	13	20	20	11	0	0	0	36.906867	188.89406
2014-10-19 18:00:00	297.892197695216	24.645	2.03255	1.41245	12.5	11.5	29.7	29.7	17.1	13	13	20	20	11	0	0	0	92.302198	96.591863
2014-10-19 19:00:00	293.066539808808	25.705	0	0	12.5	11.5	29.7	29.7	17.1	13	13	20	20	11	0	0	0	89.86154	6.7303235
2014-10-19 20:00:00	278.383182895432	28.09	0	0	12.5	11.5	29.7	29.7	17.1	13	13	20	20	11	66.062859	0	0	6.7303235	0
2014-10-19 21:00:00	258.452125935472	31.27	0	0	12.5	11.5	29.7	29.7	17.1	13	13	20	20	11	49.682126	0	0	0	0
2014-10-19 22:00:00	236.427090565408	32.33	0	0	12.5	11.5	29.7	29.7	17.1	13	13	20	20	11	26.597091	0	0	0	0
2014-10-19 23:00:00	224.934557896	32.86	0	0	12.5	11.5	29.7	29.7	17.1	13	13	20	20	11	14.574558	0	0	0	0
2014-10-20 00:00:00	208.4702758232	34.715	0	0	12.5	11.5	29.7	29.7	17.1	13	13	20	20	11	0	3.7447242	-3.7447242	0	3.7447242
2014-10-20 01:00:00	204.064341184	32.065	0	0	12.5	11.5	29.7	29.7	17.1	13	13	20	20	11	0	5.5006588	-5.5006588	0	9.245383
2014-10-20 02:00:00	196.8757109832	24.91	0	0	12.5	11.5	29.7	29.7	17.1	13	13	20	20	11	0	5.534289	-5.534289	0	14.779672
2014-10-20 03:00:00	196.8757109832	18.02	0	0	12.5	11.5	29.7	29.7	17.1	13	13	20	20	11	0	0	0	1.355711	13.423961
2014-10-20 04:00:00	202.2092108096	12.19	0	0	12.5	11.5	29.7	29.7	17.1	13	13	20	20	11	0	0	0	12.519211	0.90475022
2014-10-20 05:00:00	221.456188444	9.01	0	0	12.5	11.5	29.7	29.7	17.1	13	13	20	20	11	34.041438	0	0	0.90475022	0
2014-10-20 06:00:00	235.587644070992	10.07	0	0	12.5	11.5	29.7	29.7	17.1	13	13	20	20	11	48.017644	0	0	0	0
2014-10-20 07:00:00	265.37640005792	15.105	4.6905	3.2595	12.5	11.5	29.7	29.7	17.1	13	13	20	20	11	64.8214	0	0	0	0
2014-10-20 08:00:00	292.018391147272	22.26	29.0811	20.2089	12.5	11.5	29.7	29.7	17.1	13	13	20	20	11	42.968391	0	0	0	0
2014-10-20 09:00:00	304.605450737576	31.8	54.87885	38.13615	12.5	11.5	29.7	29.7	17.1	13	13	20	20	11	2.2904507	0	0	0	0
2014-10-20 10:00:00	308.800364296688	40.545	78.175	54.325	12.5	11.5	29.7	29.7	17.1	13	13	0	0	11	0	1.7446357	-1.7446357	0	1.7446357
2014-10-20 11:00:00	310.898980532728	46.11	92.40285	64.21215	12.5	11.5	29.7	29.7	17.1	13	13	0	0	11	0	29.326019	-29.326019	0	31.070655
2014-10-20 12:00:00	310.898980532728	47.435	98.03145	68.12355	12.5	11.5	29.7	29.7	17.1	13	13	0	0	11	0	40.191019	-40.191019	0	71.261675
2014-10-20 13:00:00	314.045745430304	46.11	93.4973	64.9727	12.5	11.5	29.7	29.7	17.1	13	13	0	0	11	0	28.034255	-28.034255	0	99.295929
2014-10-20 14:00:00	306.704066973616	42.135	83.64725	58.12775	12.5	11.5	29.7	29.7	17.1	13	13	0	6.2249853	11	0	20.930918	-20.930918	0	120.22685
2014-10-20 15:00:00	298.311920942424	38.955	70.6702	49.1098	12.5	11.5	29.7	29.7	17.1	13	13	20	20	11	0	37.923079	-37.923079	0	158.14993
2014-10-20 16:00:00	277.124013153808	40.28	50.50105	35.09395	12.5	11.5	29.7	29.7	17.1	13	13	20	20	11	0	26.250987	-26.250987	0	184.40091
2014-10-20 17:00:00	268.731867122616	43.99	27.2049	18.9051	12.5	11.5	29.7	29.7	17.1	13	13	20	20	11	0	0	0	1.1318671	183.26905
2014-10-20 18:00:00	297.892197695216	49.29	3.4397	2.3903	12.5	11.5	29.7	29.7	17.1	13	13	20	20	11	0	0	0	65.272198	117.99685
2014-10-20 19:00:00	293.066539808808	56.71	0	0	12.5	11.5	29.7	29.7	17.1	13	13	20	20	11	0	0	0	58.85654	59.140309
2014-10-20 20:00:00	278.383182895432	61.215	0	0	12.5	11.5	29.7	29.7	17.1	13	13	20	20	11	0	0	0	39.668183	19.472126
2014-10-20 21:00:00	258.452125935472	61.48	0	0	12.5	11.5	29.7	29.7	17.1	13	13	20	20	11	0	0	0	19.472126	0
2014-10-20 22:00:00	236.427090565408	60.155	0	0	12.5	11.5	29.7	29.7	17.1	13	13	18.772091	20	11	0	0	0	0	0
2014-10-20 23:00:00	224.934557896	58.565	0	0	12.5	11.5	29.7	29.7	17.1	13	13	8.8695579	20	11	0	0	0	0	0
2014-10-21 00:00:00	208.4702758232	56.445	0	0	12.5	11.5	29.7	29.7	17.1	13	13	0	14.525276	11	0	0	0	0	0
2014-10-21 01:00:00	204.064341184	50.88	0	0	12.5	11.5	29.7	29.7	17.1	13	13	0	15.684341	11	0	0	0	0	0
2014-10-21 02:00:00	196.8757109832	45.58	0	0	12.5	11.5	29.7	29.7	17.1	13	13	13.795711	0	11	0	0	0	0	0
2014-10-21 03:00:00	196.8757109832	40.81	0	0	12.5	11.5	29.7	29.7	17.1	13	13	15.505154	20	11	0	16.939443	-16.939443	0	16.939443
2014-10-21 04:00:00	202.2092108096	38.425	0	0	12.5	11.5	29.7	29.7	17.1	13	13	20	20	11	0	13.715789	-13.715789	0	30.655233
2014-10-21 05:00:00	221.456188444	41.605	0	0	12.5	11.5	29.7	29.7	17.1	13	13	20	20	11	0	0	0	2.3511884	28.304044
2014-10-21 06:00:00	235.587644070992	49.555	0	0	12.5	11.5	29.7	29.7	17.1	13	13	20	20	11	0	0	0	8.5326441	19.7714
2014-10-21 07:00:00	265.37640005792	60.155	4.6905	3.2595	12.5	11.5	29.7	29.7	17.1	13	13	20	20	11	0	0	0	19.7714	0
2014-10-21 08:00:00	292.018391147272	70.755	30.0192	20.8608	12.5	11.5	29.7	29.7	17.1	13	13	12.883391	20	11	0	0	0	0	0
2014-10-21 09:00:00	304.605450737576	81.885	60.50745	42.04755	12.5	11.5	29.7	29.7	17.1	13	13	0	0	11	0	17.334549	-17.334549	0	17.334549
2014-10-21 10:00:00	308.800364296688	94.075	82.39645	57.25855	12.5	11.5	29.7	29.7	17.1	13	13	0	0	11	0	62.429636	-62.429636	0	79.764185
2014-10-21 11:00:00	310.898980532728	104.41	97.2497	67.5803	12.5	11.5	29.7	29.7	17.1	13	13	0	0	11	0	95.841019	-95.841019	0	175.6052
2014-10-21 12:00:00	310.898980532728	114.48	103.66005	72.03495	12.5	11.5	29.7	29.7	17.1	13	13	0	0	11	0	116.77602	-116.77602	0	292.38122
2014-10-21 13:00:00	314.045745430304	123.225	100.53305	69.86195	12.5	11.5	29.7	29.7	17.1	13	13	0	0	11	0	117.07425	-117.07425	0	409.45548
2014-10-21 14:00:00	306.704066973616	128.525	90.3703	62.7997	12.5	11.5	29.7	29.7	17.1	13	13	0	0	11	0	112.49093	-112.49093	0	521.94641
2014-10-21 15:00:00	298.311920942424	127.995	71.6083	49.7617	12.5	11.5	29.7	29.7	17.1	13	13	0	0	11	0	88.553079	-88.553079	0	610.49949
2014-10-21 16:00:00	277.124013153808	123.755	49.87565	34.65935	12.5	11.5	29.7	29.7	17.1	13	13	0	0	11	0	68.665987	-68.665987	0	679.16548
2014-10-21 17:00:00	268.731867122616	118.455	27.98665	19.44835	12.5	11.5	29.7	29.7	17.1	13	13	0	0	11	0	34.658133	-34.658133	0	713.82361
2014-10-21 18:00:00	297.892197695216	112.89	3.90875	2.71625	12.5	11.5	29.7	29.7	17.1	13	13	0	0	11	0	0	0	40.877198	672.94641
2014-10-21 19:00:00	293.066539808808	109.71	0	0	12.5	11.5	29.7	29.7	17.1	13	13	0	0	11	0	0	0	45.85654	627.08987
2014-10-21 20:00:00	278.383182895432	104.675	0	0	12.5	11.5	29.7	29.7	17.1	13	13	0	0	11	0	0	0	36.208183	590.88169
2014-10-21 21:00:00	258.452125935472	96.46	0	0	12.5	11.5	29.7	29.7	17.1	13	13	0	0	11	0	0	0	24.492126	566.38956
2014-10-21 22:00:00	236.427090565408	88.51	0	0	12.5	11.5	29.7	29.7	17.1	13	13	0	0	11	0	0	0	10.417091	555.97247
2014-10-21 23:00:00	224.934557896	82.945	0	0	12.5	11.5	29.7	29.7	17.1	13	13	0	0	11	0	0	0	4.4895579	551.48292
2014-10-22 00:00:00	208.4702758232	78.44	0	0	12.5	11.5	29.7	29.7	17.1	13	13	0	0	11	0	7.4697242	-7.4697242	0	558.95264
2014-10-22 01:00:00	204.064341184	72.875	0	0	12.5	11.5	29.7	29.7	17.1	13	13	0	0	11	0	6.3106588	-6.3106588	0	565.2633
2014-10-22 02:00:00	196.8757109832	64.395	0	0	12.5	11.5	29.7	29.7	17.1	13	13	0	0	11	0	5.019289	-5.019289	0	570.28259
2014-10-22 03:00:00	196.8757109832	55.915	0	0	12.5	11.5	29.7	29.7	17.1	13	13	0	0	11	0	0	0	3.460711	566.82188
2014-10-22 04:00:00	202.2092108096	49.555	0	0	12.5	11.5	29.7	29.7	17.1	13	13	0	0	11	0	0	0	15.154211	551.66767
2014-10-22 05:00:00	221.456188444	45.05	0	0	12.5	11.5	29.7	29.7	17.1	13	13	0	0	11	0	0	0	38.906188	512.76148
2014-10-22 06:00:00	235.587644070992	41.075	0	0	12.5	11.5	29.7	29.7	17.1	13	13	0	0	11	0	0	0	57.012644	455.74883
2014-10-22 07:00:00	265.37640005792	36.835	2.03255	1.41245	12.5	11.5	29.7	29.7	17.1	13	13	0	0	11	0	0	0	87.5964	368.15243
2014-10-22 08:00:00	292.018391147272	37.63	14.85325	10.32175	12.5	11.5	29.7	29.7	17.1	13	13	0	0	11	0	0	0	91.713391	276.43904
2014-10-22 09:00:00	304.605450737576	45.58	30.48825	21.18675	12.5	11.5	29.7	29.7	17.1	13	13	0	0	11	0	0	0	69.850451	206.58859
2014-10-22 10:00:00	308.800364296688	60.155	44.0907	30.6393	12.5	11.5	29.7	29.7	17.1	13	13	0	0	11	0	0	0	36.415364	170.17323
2014-10-22 11:00:00	310.898980532728	90.895	52.2209	36.2891	12.5	11.5	29.7	29.7	17.1	13	13	0	0	11	0	6.0060195	-6.0060195	0	176.17925
2014-10-22 12:00:00	310.898980532728	127.465	55.50425	38.57075	12.5	11.5	29.7	29.7	17.1	13	13	0	0	11	0	48.141019	-48.141019	0	224.32027
2014-10-22 13:00:00	314.045745430304	152.905	53.94075	37.48425	12.5	11.5	29.7	29.7	17.1	13	13	0	0	11	0	67.784255	-67.784255	0	292.10452
2014-10-22 14:00:00	306.704066973616	156.615	49.4066	34.3334	12.5	11.5	29.7	29.7	17.1	13	13	0	0	11	0	71.150933	-71.150933	0	363.25545
2014-10-22 15:00:00	298.311920942424	148.4	34.397	23.903	12.5	11.5	29.7	29.7	17.1	13	13	0	0	11	0	45.888079	-45.888079	0	409.14353
2014-10-22 16:00:00	277.124013153808	139.92	22.98345	15.97155	12.5	11.5	29.7	29.7	17.1	13	13	0	0	11	0	39.250987	-39.250987	0	448.39452
2014-10-22 17:00:00	268.731867122616	132.235	8.4429	5.8671	12.5	11.5	29.7	29.7	17.1	13	13	0	0	11	0	15.313133	-15.313133	0	463.70765
2014-10-22 18:00:00	297.892197695216	124.55	0.6254	0.4346	12.5	11.5	29.7	29.7	17.1	13	13	0	0	11	0	0	0	34.782198	428.92545
2014-10-22 19:00:00	293.066539808808	119.515	0	0	12.5	11.5	29.7	29.7	17.1	13	13	0	0	11	0	0	0	36.05154	392.87391
2014-10-22 20:00:00	278.383182895432	113.685	0	0	12.5	11.5	29.7	29.7	17.1	13	13	0	0	11	0	0	0	27.198183	365.67573
2014-10-22 21:00:00	258.452125935472	103.615	0	0	12.5	11.5	29.7	29.7	17.1	13	13	0	0	11	0	0	0	17.337126	348.33861
2014-10-22 22:00:00	236.427090565408	95.93	0	0	12.5	11.5	29.7	29.7	17.1	13	13	0	0	11	0	0	0	2.9970906	345.34152
2014-10-22 23:00:00	224.934557896	94.075	0	0	12.5	11.5	29.7	29.7	17.1	13	13	0	0	11	0	6.6404421	-6.6404421	0	351.98196
2014-10-23 00:00:00	213.5718843528	111.3	0	0	12.5	11.5	29.7	29.7	17.1	13	13	0	0	11	0	35.228116	-35.228116	0	387.21007
2014-10-23 01:00:00	205.6875802616	121.105	0	0	12.5	11.5	29.7	29.7	17.1	13	13	0	0	11	0	52.91742	-52.91742	0	440.12749
2014-10-23 02:00:00	205.223797668	77.91	0	0	12.5	11.5	29.7	29.7	17.1	13	13	0	0	11	0	10.186202	-10.186202	0	450.3137
2014-10-23 03:00:00	199.6584065448	48.495	0	0	12.5	11.5	29.7	29.7	17.1	13	13	0	0	11	0	0	0	13.663407	436.65029
2014-10-23 04:00:00	195.2524719056	43.195	0	0	12.5	11.5	29.7	29.7	17.1	13	13	0	0	11	0	0	0	14.557472	422.09282
2014-10-23 05:00:00	199.426515248	37.1	0	0	12.5	11.5	29.7	29.7	17.1	13	13	0	0	11	0	0	0	24.826515	397.2663
2014-10-23 06:00:00	197.3394935768	32.33	0	0	12.5	11.5	29.7	29.7	17.1	13	13	0	0	11	0	0	0	27.509494	369.75681
2014-10-23 07:00:00	222.8475362248	32.33	1.2508	0.8692	12.5	11.5	29.7	29.7	17.1	13	13	0	0	11	0	0	0	50.897536	318.85927
2014-10-23 08:00:00	246.704512839584	32.065	11.8826	8.2574	12.5	11.5	29.7	29.7	17.1	13	13	0	0	11	0	0	0	56.999513	261.85976
2014-10-23 09:00:00	258.243423768352	31.005	25.9541	18.0359	12.5	11.5	29.7	29.7	17.1	13	13	0	0	11	0	0	0	45.748424	216.11134
2014-10-23 10:00:00	263.488804901968	33.655	40.49465	28.14035	12.5	11.5	29.7	29.7	17.1	13	13	0	0	11	0	0	0	23.698805	192.41253
2014-10-23 11:00:00	262.018614080256	42.665	52.5336	36.5064	12.5	11.5	29.7	29.7	17.1	13	13	0	0	11	0	7.1863859	-7.1863859	0	199.59892
2014-10-23 12:00:00	261.598890833048	52.205	54.87885	38.13615	12.5	11.5	29.7	29.7	17.1	13	13	0	0	11	0	21.121109	-21.121109	0	220.72003
2014-10-23 13:00:00	258.66314701556	59.36	49.87565	34.65935	12.5	11.5	29.7	29.7	17.1	13	13	0	0	11	0	22.731853	-22.731853	0	243.45188
2014-10-23 14:00:00	255.096658870776	64.395	45.3415	31.5085	12.5	11.5	29.7	29.7	17.1	13	13	4.9963856	0	11	0	28.644727	-28.644727	0	272.0966
2014-10-23 15:00:00	250.062298817248	62.01	30.6446	21.2954	12.5	11.5	29.7	29.7	17.1	13	13	20	20	11	0	41.387701	-41.387701	0	313.48431
2014-10-23 16:00:00	243.977471189216	49.29	17.98025	12.49475	12.5	11.5	29.7	29.7	17.1	13	13	20	20	11	0	13.287529	-13.287529	0	326.77183
2014-10-23 17:00:00	246.076087425256	33.39	6.72305	4.67195	12.5	11.5	29.7	29.7	17.1	13	13	20	20	11	0	0	0	23.791087	302.98075
2014-10-23 18:00:00	277.752438568136	22.26	0.46905	0.32595	12.5	11.5	29.7	29.7	17.1	13	13	20	20	11	0	0	0	77.197439	225.78331
2014-10-23 19:00:00	275.656141245064	20.935	0	0	12.5	11.5	29.7	29.7	17.1	13	13	20	20	11	0	0	0	77.221141	148.56217
2014-10-23 20:00:00	265.165378977832	23.055	0	0	12.5	11.5	29.7	29.7	17.1	13	13	20	20	11	0	0	0	64.610379	83.951789
2014-10-23 21:00:00	248.383405828416	27.03	0	0	12.5	11.5	29.7	29.7	17.1	13	13	20	20	11	0	0	0	43.853406	40.098383
2014-10-23 22:00:00	239.991259797224	32.065	0	0	12.5	11.5	29.7	29.7	17.1	13	13	20	20	11	0	0	0	30.42626	9.6721231
2014-10-23 23:00:00	225.8621230832	38.69	0	0	12.5	11.5	29.7	29.7	17.1	13	13	20	20	11	0	0	0	9.6721231	0
2014-10-24 00:00:00	213.5718843528	42.93	0	0	12.5	11.5	29.7	29.7	17.1	13	13	20	13.141884	11	0	0	0	0	0
2014-10-24 01:00:00	205.6875802616	42.93	0	0	12.5	11.5	29.7	29.7	17.1	13	13	5.2575803	20	11	0	0	0	0	0
2014-10-24 02:00:00	205.223797668	41.87	0	0	12.5	11.5	29.7	29.7	17.1	13	13	5.8537977	20	11	0	0	0	0	0
2014-10-24 03:00:00	199.6584065448	42.93	0	0	12.5	11.5	29.7	29.7	17.1	13	13	19.228407	0	11	0	0	0	0	0
2014-10-24 04:00:00	195.2524719056	44.255	0	0	12.5	11.5	29.7	29.7	17.1	13	13	13.497472	0	11	0	0	0	0	0
2014-10-24 05:00:00	199.426515248	49.82	0	0	12.5	11.5	29.7	29.7	17.1	13	13	12.106515	0	11	0	0	0	0	0
2014-10-24 06:00:00	197.3394935768	58.3	0	0	12.5	11.5	29.7	29.7	17.1	13	13	1.5394936	0	11	0	0	0	0	0
2014-10-24 07:00:00	222.8475362248	67.575	2.8143	1.9557	12.5	11.5	29.7	29.7	17.1	13	13	13.002536	0	11	0	0	0	0	0
2014-10-24 08:00:00	246.704512839584	77.645	21.889	15.211	12.5	11.5	29.7	29.7	17.1	7.4595128	13	0	0	11	0	0	0	0	0

## 11_CS_30MW
time/hrs	BB_Load	BB_utility_scale_wind	BB_utility_scale_solar	BB_distributed_scale_solar	BB_pp_SG_LSD_D10	BB_pp_SG_LSD_D13	BB_pp_SG_LSD_D14	BB_pp_SG_LSD_D15	BB_pp_SG_MSD_D17	BB_pp_GR_SCGT_GT02	BB_pp_SW_SCGT_GT03	BB_pp_SW_SCGT_GT04	BB_pp_SW_SCGT_GT06	BB_pp_anaerobic_digestion	BB_pp_WTE_combustion	BB_shortage	BB_Bus_el to BB_storage_pump_hydro	(Neg) BB_Bus_el to BB_storage_pump_hydro	BB_storage_pump_hydro to BB_Bus_el	Pump Capacity
2014-10-17 08:00:00	246.704512839584	0	39.7129	27.5971	12.5	11.5	29.7	29.7	17.1	13	13	0	11.894513	30	11	0	0	0	0	0
2014-10-17 09:00:00	258.243423768352	0.265	70.6702	49.1098	12.5	11.5	29.7	29.7	17.1	13	13	0	0	30	11	0	29.301576	-29.301576	0	29.301576
2014-10-17 10:00:00	263.488804901968	1.855	94.27905	65.51595	12.5	11.5	29.7	29.7	17.1	13	13	0	0	30	11	0	65.661195	-65.661195	0	94.962771
2014-10-17 11:00:00	262.018614080256	3.18	108.5069	75.4031	12.5	11.5	29.7	29.7	17.1	13	13	0	0	30	11	0	92.571386	-92.571386	0	187.53416
2014-10-17 12:00:00	261.598890833048	3.71	116.48075	80.94425	12.5	11.5	29.7	29.7	17.1	13	13	0	0	30	11	0	107.03611	-107.03611	0	294.57027
2014-10-17 13:00:00	258.66314701556	3.71	116.79345	81.16155	12.5	11.5	29.7	29.7	17.1	13	13	0	0	30	11	0	110.50185	-110.50185	0	405.07212
2014-10-17 14:00:00	255.096658870776	3.445	109.445	76.055	12.5	11.5	29.7	29.7	17.1	13	13	0	0	30	11	0	101.34834	-101.34834	0	506.42046
2014-10-17 15:00:00	250.062298817248	3.18	93.96635	65.29865	12.5	11.5	29.7	29.7	17.1	13	13	0	0	30	11	0	79.882701	-79.882701	0	586.30316
2014-10-17 16:00:00	243.977471189216	3.445	71.6083	49.7617	12.5	11.5	29.7	29.7	17.1	13	13	0	0	30	11	0	48.337529	-48.337529	0	634.64069
2014-10-17 17:00:00	246.076087425256	4.505	40.9637	28.4663	12.5	11.5	29.7	29.7	17.1	13	13	0	0	30	11	0	0	0	4.6410874	629.9996
2014-10-17 18:00:00	277.752438568136	4.505	6.09765	4.23735	12.5	11.5	29.7	29.7	17.1	13	13	0	0	30	11	0	0	0	95.412439	534.58716
2014-10-17 19:00:00	275.656141245064	4.24	0	0	12.5	11.5	29.7	29.7	17.1	13	13	0	0	30	11	0	0	0	103.91614	430.67102
2014-10-17 20:00:00	265.165378977832	3.71	0	0	12.5	11.5	29.7	29.7	17.1	13	13	0	0	30	11	0	0	0	93.955379	336.71564
2014-10-17 21:00:00	248.383405828416	3.18	0	0	12.5	11.5	29.7	29.7	17.1	13	13	0	0	30	11	0	0	0	77.703406	259.01224
2014-10-17 22:00:00	239.991259797224	1.325	0	0	12.5	11.5	29.7	29.7	17.1	13	13	0	0	30	11	0	0	0	71.16626	187.84598
2014-10-17 23:00:00	225.8621230832	1.06	0	0	12.5	11.5	29.7	29.7	17.1	13	13	0	0	30	11	0	0	0	57.302123	130.54386
2014-10-18 00:00:00	208.4702758232	0.53	0	0	12.5	11.5	29.7	29.7	17.1	13	13	0	0	30	11	0	0	0	40.440276	90.10358
2014-10-18 01:00:00	204.064341184	0.265	0	0	12.5	11.5	29.7	29.7	17.1	13	13	13.364307	20	30	11	0	0	0	2.9350343	87.168546
2014-10-18 02:00:00	196.8757109832	0	0	0	12.5	11.5	29.7	29.7	17.1	13	13	9.375711	20	30	11	0	0	0	0	87.168546
2014-10-18 03:00:00	196.8757109832	0	0	0	12.5	11.5	29.7	29.7	17.1	13	13	20	20	30	11	0	10.624289	-10.624289	0	97.792835
2014-10-18 04:00:00	202.2092108096	0	0	0	12.5	11.5	29.7	29.7	17.1	13	13	20	20	30	11	0	5.2907892	-5.2907892	0	103.08362
2014-10-18 05:00:00	221.456188444	0	0	0	12.5	11.5	29.7	29.7	17.1	13	13	20	20	30	11	0	0	0	13.956188	89.127435
2014-10-18 06:00:00	235.587644070992	0	0	0	12.5	11.5	29.7	29.7	17.1	13	13	20	20	30	11	0	0	0	28.087644	61.039791
2014-10-18 07:00:00	265.37640005792	0	7.8175	5.4325	12.5	11.5	29.7	29.7	17.1	13	13	20	20	30	11	0	0	0	44.6264	16.413391
2014-10-18 08:00:00	292.018391147272	0	40.18195	27.92305	12.5	11.5	29.7	29.7	17.1	13	13	20	20	30	11	0	0	0	16.413391	0
2014-10-18 09:00:00	304.605450737576	0	70.6702	49.1098	12.5	11.5	29.7	29.7	17.1	13	13	17.325451	0	30	11	0	0	0	0	0
2014-10-18 10:00:00	308.800364296688	0.795	93.4973	64.9727	12.5	11.5	29.7	29.7	17.1	13	13	0	0	30	11	0	17.964636	-17.964636	0	17.964636
2014-10-18 11:00:00	310.898980532728	2.12	107.41245	74.64255	12.5	11.5	29.7	29.7	17.1	13	13	0	0	30	11	0	40.776019	-40.776019	0	58.740655
2014-10-18 12:00:00	310.898980532728	2.385	115.85535	80.50965	12.5	11.5	29.7	29.7	17.1	13	13	0	0	30	11	0	55.351019	-55.351019	0	114.09167
2014-10-18 13:00:00	314.045745430304	2.65	115.0736	79.9664	12.5	11.5	29.7	29.7	17.1	13	13	11.000958	20	30	11	0	82.145213	-82.145213	0	196.23689
2014-10-18 14:00:00	306.704066973616	2.385	107.09975	74.42525	12.5	11.5	29.7	29.7	17.1	13	13	20	20	30	11	0	84.705933	-84.705933	0	280.94282
2014-10-18 15:00:00	298.311920942424	1.855	89.7449	62.3651	12.5	11.5	29.7	29.7	17.1	13	13	20	20	30	11	0	63.153079	-63.153079	0	344.0959
2014-10-18 16:00:00	277.124013153808	2.385	66.13605	45.95895	12.5	11.5	29.7	29.7	17.1	13	13	20	20	30	11	0	44.855987	-44.855987	0	388.95189
2014-10-18 17:00:00	268.731867122616	3.71	36.2732	25.2068	12.5	11.5	29.7	29.7	17.1	13	13	20	20	30	11	0	3.9581329	-3.9581329	0	392.91002
2014-10-18 18:00:00	297.892197695216	5.83	4.6905	3.2595	12.5	11.5	29.7	29.7	17.1	13	13	20	20	30	11	0	0	0	76.612198	316.29782
2014-10-18 19:00:00	293.066539808808	7.685	0	0	12.5	11.5	29.7	29.7	17.1	13	13	20	20	30	11	0	0	0	77.88154	238.41628
2014-10-18 20:00:00	278.383182895432	8.48	0	0	12.5	11.5	29.7	29.7	17.1	13	13	20	20	30	11	0	0	0	62.403183	176.0131
2014-10-18 21:00:00	258.452125935472	7.95	0	0	12.5	11.5	29.7	29.7	17.1	13	13	20	20	30	11	0	0	0	43.002126	133.01097
2014-10-18 22:00:00	236.427090565408	5.565	0	0	12.5	11.5	29.7	29.7	17.1	13	13	20	20	30	11	0	0	0	23.362091	109.64888
2014-10-18 23:00:00	224.934557896	3.975	0	0	12.5	11.5	29.7	29.7	17.1	13	13	20	20	30	11	0	0	0	13.459558	96.189324
2014-10-19 00:00:00	208.4702758232	3.18	0	0	12.5	11.5	29.7	29.7	17.1	13	13	20	20	30	11	0	2.2097242	-2.2097242	0	98.399048
2014-10-19 01:00:00	204.064341184	2.65	0	0	12.5	11.5	29.7	29.7	17.1	13	13	20	20	30	11	0	6.0856588	-6.0856588	0	104.48471
2014-10-19 02:00:00	196.8757109832	1.855	0	0	12.5	11.5	29.7	29.7	17.1	13	13	20	20	30	11	0	12.479289	-12.479289	0	116.964
2014-10-19 03:00:00	196.8757109832	0.795	0	0	12.5	11.5	29.7	29.7	17.1	13	13	20	20	30	11	0	11.419289	-11.419289	0	128.38329
2014-10-19 04:00:00	202.2092108096	0.265	0	0	12.5	11.5	29.7	29.7	17.1	13	13	20	20	30	11	0	5.5557892	-5.5557892	0	133.93907
2014-10-19 05:00:00	221.456188444	0	0	0	12.5	11.5	29.7	29.7	17.1	13	13	20	20	30	11	0	0	0	13.956188	119.98289
2014-10-19 06:00:00	235.587644070992	0	0	0	12.5	11.5	29.7	29.7	17.1	13	13	20	20	30	11	0	0	0	28.087644	91.895242
2014-10-19 07:00:00	265.37640005792	0	5.3159	3.6941	12.5	11.5	29.7	29.7	17.1	13	13	20	20	30	11	0	0	0	48.8664	43.028842
2014-10-19 08:00:00	292.018391147272	0	28.92475	20.10025	12.5	11.5	29.7	29.7	17.1	13	13	20	20	30	11	0	0	0	35.493391	7.5354507
2014-10-19 09:00:00	304.605450737576	0	52.8463	36.7237	12.5	11.5	29.7	29.7	17.1	13	13	20	20	30	11	0	0	0	7.5354507	0
2014-10-19 10:00:00	308.800364296688	0.53	77.2369	53.6731	12.5	11.5	29.7	29.7	17.1	13	13	9.8603643	0	30	11	0	0	0	0	0
2014-10-19 11:00:00	310.898980532728	3.18	98.8132	68.6668	12.5	11.5	29.7	29.7	17.1	13	13	0	0	30	11	0	27.261019	-27.261019	0	27.261019
2014-10-19 12:00:00	310.898980532728	8.215	109.445	76.055	12.5	11.5	29.7	29.7	17.1	13	13	0	0	30	11	0	50.316019	-50.316019	0	77.577039
2014-10-19 13:00:00	314.045745430304	13.25	108.1942	75.1858	12.5	11.5	29.7	29.7	17.1	13	13	0	0	30	11	0	50.084255	-50.084255	0	127.66129
2014-10-19 14:00:00	306.704066973616	18.02	96.6243	67.1457	12.5	11.5	29.7	29.7	17.1	13	13	0	0	30	11	0	42.585933	-42.585933	0	170.24723
2014-10-19 15:00:00	298.311920942424	22.26	71.13925	49.43575	12.5	11.5	29.7	29.7	17.1	13	13	0	0	30	11	0	12.023079	-12.023079	0	182.27031
2014-10-19 16:00:00	277.124013153808	25.175	40.0256	27.8144	12.5	11.5	29.7	29.7	17.1	13	13	20	5.884621	30	11	0	9.2756079	-9.2756079	0	191.54591
2014-10-19 17:00:00	268.731867122616	25.705	16.8858	11.7342	12.5	11.5	29.7	29.7	17.1	13	13	20	20	30	11	0	0	0	6.9068671	184.63905
2014-10-19 18:00:00	297.892197695216	24.645	2.03255	1.41245	12.5	11.5	29.7	29.7	17.1	13	13	20	20	30	11	0	0	0	62.302198	122.33685
2014-10-19 19:00:00	293.066539808808	25.705	0	0	12.5	11.5	29.7	29.7	17.1	13	13	20	20	30	11	0	0	0	59.86154	62.475309
2014-10-19 20:00:00	278.383182895432	28.09	0	0	12.5	11.5	29.7	29.7	17.1	13	13	20	20	30	11	0	0	0	42.793183	19.682126
2014-10-19 21:00:00	258.452125935472	31.27	0	0	12.5	11.5	29.7	29.7	17.1	13	13	20	20	30	11	0	0	0	19.682126	0
2014-10-19 22:00:00	236.427090565408	32.33	0	0	12.5	11.5	29.7	29.7	17.1	13	13	16.597091	20	30	11	0	0	0	0	0
2014-10-19 23:00:00	224.934557896	32.86	0	0	12.5	11.5	29.7	29.7	17.1	13	13	20	4.5745579	30	11	0	0	0	0	0
2014-10-20 00:00:00	208.4702758232	34.715	0	0	12.5	11.5	29.7	29.7	17.1	13	13	6.2552758	0	30	11	0	0	0	0	0
2014-10-20 01:00:00	204.064341184	32.065	0	0	12.5	11.5	29.7	29.7	17.1	13	13	4.4993412	0	30	11	0	0	0	0	0
2014-10-20 02:00:00	196.8757109832	24.91	0	0	12.5	11.5	29.7	29.7	17.1	13	13	9.0942565	20	30	11	0	24.628546	-24.628546	0	24.628546
2014-10-20 03:00:00	196.8757109832	18.02	0	0	12.5	11.5	29.7	29.7	17.1	13	13	20	20	30	11	0	28.644289	-28.644289	0	53.272835
2014-10-20 04:00:00	202.2092108096	12.19	0	0	12.5	11.5	29.7	29.7	17.1	13	13	20	20	30	11	0	17.480789	-17.480789	0	70.753624
2014-10-20 05:00:00	221.456188444	9.01	0	0	12.5	11.5	29.7	29.7	17.1	13	13	20	20	30	11	0	0	0	4.9461884	65.807435
2014-10-20 06:00:00	235.587644070992	10.07	0	0	12.5	11.5	29.7	29.7	17.1	13	13	20	20	30	11	0	0	0	18.017644	47.789791
2014-10-20 07:00:00	265.37640005792	15.105	4.6905	3.2595	12.5	11.5	29.7	29.7	17.1	13	13	20	20	30	11	0	0	0	34.8214	12.968391
2014-10-20 08:00:00	292.018391147272	22.26	29.0811	20.2089	12.5	11.5	29.7	29.7	17.1	13	13	20	20	30	11	0	0	0	12.968391	0
2014-10-20 09:00:00	304.605450737576	31.8	54.87885	38.13615	12.5	11.5	29.7	29.7	17.1	13	13	12.290451	0	30	11	0	0	0	0	0
2014-10-20 10:00:00	308.800364296688	40.545	78.175	54.325	12.5	11.5	29.7	29.7	17.1	0	13	0	0	30	11	0	18.744636	-18.744636	0	18.744636
2014-10-20 11:00:00	310.898980532728	46.11	92.40285	64.21215	12.5	11.5	29.7	29.7	17.1	0	13	0	0	30	11	0	46.326019	-46.326019	0	65.070655
2014-10-20 12:00:00	310.898980532728	47.435	98.03145	68.12355	12.5	11.5	29.7	29.7	17.1	0	13	0	0	30	11	0	57.191019	-57.191019	0	122.26167
2014-10-20 13:00:00	314.045745430304	46.11	93.4973	64.9727	12.5	11.5	29.7	29.7	17.1	0	13	0	0	30	11	0	45.034255	-45.034255	0	167.29593
2014-10-20 14:00:00	306.704066973616	42.135	83.64725	58.12775	12.5	11.5	29.7	29.7	17.1	1.2605073	13	0	0	30	11	0	32.96644	-32.96644	0	200.26237
2014-10-20 15:00:00	298.311920942424	38.955	70.6702	49.1098	12.5	11.5	29.7	29.7	17.1	13	13	0	0	30	11	0	27.923079	-27.923079	0	228.18545
2014-10-20 16:00:00	277.124013153808	40.28	50.50105	35.09395	12.5	11.5	29.7	29.7	17.1	13	13	0	0	30	11	0	16.250987	-16.250987	0	244.43644
2014-10-20 17:00:00	268.731867122616	43.99	27.2049	18.9051	12.5	11.5	29.7	29.7	17.1	13	13	0	0	30	11	0	0	0	11.131867	233.30457
2014-10-20 18:00:00	297.892197695216	49.29	3.4397	2.3903	12.5	11.5	29.7	29.7	17.1	13	13	0	0	30	11	0	0	0	75.272198	158.03237
2014-10-20 19:00:00	293.066539808808	56.71	0	0	12.5	11.5	29.7	29.7	17.1	13	13	0	0	30	11	0	0	0	68.85654	89.175831
2014-10-20 20:00:00	278.383182895432	61.215	0	0	12.5	11.5	29.7	29.7	17.1	13	13	0	0	30	11	0	0	0	49.668183	39.507648
2014-10-20 21:00:00	258.452125935472	61.48	0	0	12.5	11.5	29.7	29.7	17.1	13	13	0	0	30	11	0	0	0	29.472126	10.035522
2014-10-20 22:00:00	236.427090565408	60.155	0	0	12.5	11.5	29.7	29.7	17.1	13	13	0	0	30	11	0	0	0	8.7720906	1.2634314
2014-10-20 23:00:00	224.934557896	58.565	0	0	12.5	11.5	29.7	29.7	17.1	13	13	0	0	30	11	0	1.1304421	-1.1304421	0	2.3938735
2014-10-21 00:00:00	208.4702758232	56.445	0	0	12.5	11.5	29.7	29.7	17.1	13	13	0	0	30	11	0	15.474724	-15.474724	0	17.868598
2014-10-21 01:00:00	204.064341184	50.88	0	0	12.5	11.5	29.7	29.7	17.1	13	13	0	0	30	11	0	14.315659	-14.315659	0	32.184256
2014-10-21 02:00:00	196.8757109832	45.58	0	0	12.5	11.5	29.7	29.7	17.1	13	13	0	0	30	11	0	16.204289	-16.204289	0	48.388546
2014-10-21 03:00:00	196.8757109832	40.81	0	0	12.5	11.5	29.7	29.7	17.1	13	13	0	0	30	11	0	11.434289	-11.434289	0	59.822835
2014-10-21 04:00:00	202.2092108096	38.425	0	0	12.5	11.5	29.7	29.7	17.1	13	13	0	0	30	11	0	3.7157892	-3.7157892	0	63.538624
2014-10-21 05:00:00	221.456188444	41.605	0	0	12.5	11.5	29.7	29.7	17.1	13	13	0	0	30	11	0	0	0	12.351188	51.187435
2014-10-21 06:00:00	235.587644070992	49.555	0	0	12.5	11.5	29.7	29.7	17.1	13	13	0	0	30	11	0	0	0	18.532644	32.654791
2014-10-21 07:00:00	265.37640005792	60.155	4.6905	3.2595	12.5	11.5	29.7	29.7	17.1	13	13	0	0	30	11	0	0	0	29.7714	2.8833911
2014-10-21 08:00:00	292.018391147272	70.755	30.0192	20.8608	12.5	11.5	29.7	29.7	17.1	13	13	0	0	30	11	0	0	0	2.8833911	0
2014-10-21 09:00:00	304.605450737576	81.885	60.50745	42.04755	12.5	11.5	29.7	29.7	17.1	0	0	0	0	30	11	0	21.334549	-21.334549	0	21.334549
2014-10-21 10:00:00	308.800364296688	94.075	82.39645	57.25855	12.5	11.5	29.7	29.7	17.1	0	0	0	0	30	11	0	66.429636	-66.429636	0	87.764185
2014-10-21 11:00:00	310.898980532728	104.41	97.2497	67.5803	12.5	11.5	29.7	29.7	17.1	0	0	0	0	30	11	0	99.841019	-99.841019	0	187.6052
2014-10-21 12:00:00	310.898980532728	114.48	103.66005	72.03495	12.5	11.5	29.7	29.7	17.1	0	0	0	0	30	11	0	120.77602	-120.77602	0	308.38122
2014-10-21 13:00:00	314.045745430304	123.225	100.53305	69.86195	12.5	11.5	29.7	29.7	17.1	0	0	0	0	30	11	0	121.07425	-121.07425	0	429.45548
2014-10-21 14:00:00	306.704066973616	128.525	90.3703	62.7997	12.5	11.5	29.7	29.7	17.1	0	0	0	0	30	11	0	116.49093	-116.49093	0	545.94641
2014-10-21 15:00:00	298.311920942424	127.995	71.6083	49.7617	12.5	11.5	29.7	29.7	17.1	0	0	0	0	30	11	0	92.553079	-92.553079	0	638.49949
2014-10-21 16:00:00	277.124013153808	123.755	49.87565	34.65935	12.5	11.5	29.7	29.7	17.1	0	0	0	0	30	11	0	72.665987	-72.665987	0	711.16548
2014-10-21 17:00:00	268.731867122616	118.455	27.98665	19.44835	12.5	11.5	29.7	29.7	17.1	0	0	0	0	30	11	0	38.658133	-38.658133	0	749.82361
2014-10-21 18:00:00	297.892197695216	112.89	3.90875	2.71625	12.5	11.5	29.7	29.7	17.1	0	0	0	0	30	11	0	0	0	36.877198	712.94641
2014-10-21 19:00:00	293.066539808808	109.71	0	0	12.5	11.5	29.7	29.7	17.1	0	0	0	0	30	11	0	0	0	41.85654	671.08987
2014-10-21 20:00:00	278.383182895432	104.675	0	0	12.5	11.5	29.7	29.7	17.1	0	0	0	0	30	11	0	0	0	32.208183	638.88169
2014-10-21 21:00:00	258.452125935472	96.46	0	0	12.5	11.5	29.7	29.7	17.1	0	0	0	0	30	11	0	0	0	20.492126	618.38956
2014-10-21 22:00:00	236.427090565408	88.51	0	0	12.5	11.5	29.7	29.7	17.1	0	0	0	0	30	11	0	0	0	6.4170906	611.97247
2014-10-21 23:00:00	224.934557896	82.945	0	0	12.5	11.5	29.7	29.7	17.1	0	0	0	0	30	11	0	0	0	0.4895579	611.48292
2014-10-22 00:00:00	208.4702758232	78.44	0	0	12.5	11.5	29.7	29.7	17.1	0	0	0	0	30	11	0	11.469724	-11.469724	0	622.95264
2014-10-22 01:00:00	204.064341184	72.875	0	0	12.5	11.5	29.7	29.7	17.1	0	0	0	0	30	11	0	10.310659	-10.310659	0	633.2633
2014-10-22 02:00:00	196.8757109832	64.395	0	0	12.5	11.5	29.7	29.7	17.1	0	0	0	0	30	11	0	9.019289	-9.019289	0	642.28259
2014-10-22 03:00:00	196.8757109832	55.915	0	0	12.5	11.5	29.7	29.7	17.1	0	0	0	0	30	11	0	0.53928902	-0.53928902	0	642.82188
2014-10-22 04:00:00	202.2092108096	49.555	0	0	12.5	11.5	29.7	29.7	17.1	0	0	0	0	30	11	0	0	0	11.154211	631.66767
2014-10-22 05:00:00	221.456188444	45.05	0	0	12.5	11.5	29.7	29.7	17.1	0	0	0	0	30	11	0	0	0	34.906188	596.76148
2014-10-22 06:00:00	235.587644070992	41.075	0	0	12.5	11.5	29.7	29.7	17.1	0	0	0	0	30	11	0	0	0	53.012644	543.74883
2014-10-22 07:00:00	265.37640005792	36.835	2.03255	1.41245	12.5	11.5	29.7	29.7	17.1	0	0	0	0	30	11	0	0	0	83.5964	460.15243
2014-10-22 08:00:00	292.018391147272	37.63	14.85325	10.32175	12.5	11.5	29.7	29.7	17.1	0	0	0	0	30	11	0	0	0	87.713391	372.43904
2014-10-22 09:00:00	304.605450737576	45.58	30.48825	21.18675	12.5	11.5	29.7	29.7	17.1	0	0	0	0	30	11	0	0	0	65.850451	306.58859
2014-10-22 10:00:00	308.800364296688	60.155	44.0907	30.6393	12.5	11.5	29.7	29.7	17.1	0	0	0	0	30	11	0	0	0	32.415364	274.17323
2014-10-22 11:00:00	310.898980532728	90.895	52.2209	36.2891	12.5	11.5	29.7	29.7	17.1	0	0	0	0	30	11	0	10.006019	-10.006019	0	284.17925
2014-10-22 12:00:00	310.898980532728	127.465	55.50425	38.57075	12.5	11.5	29.7	29.7	17.1	0	0	0	0	30	11	0	52.141019	-52.141019	0	336.32027
2014-10-22 13:00:00	314.045745430304	152.905	53.94075	37.48425	12.5	11.5	29.7	29.7	17.1	0	0	0	0	30	11	0	71.784255	-71.784255	0	408.10452
2014-10-22 14:00:00	306.704066973616	156.615	49.4066	34.3334	12.5	11.5	29.7	29.7	17.1	0	0	0	0	30	11	0	75.150933	-75.150933	0	483.25545
2014-10-22 15:00:00	298.311920942424	148.4	34.397	23.903	12.5	11.5	29.7	29.7	17.1	0	0	0	0	30	11	0	49.888079	-49.888079	0	533.14353
2014-10-22 16:00:00	277.124013153808	139.92	22.98345	15.97155	12.5	11.5	29.7	29.7	17.1	0	0	0	0	30	11	0	43.250987	-43.250987	0	576.39452
2014-10-22 17:00:00	268.731867122616	132.235	8.4429	5.8671	12.5	11.5	29.7	29.7	17.1	0	0	0	0	30	11	0	19.313133	-19.313133	0	595.70765
2014-10-22 18:00:00	297.892197695216	124.55	0.6254	0.4346	12.5	11.5	29.7	29.7	17.1	0	0	0	0	30	11	0	0	0	30.782198	564.92545
2014-10-22 19:00:00	293.066539808808	119.515	0	0	12.5	11.5	29.7	29.7	17.1	0	0	0	0	30	11	0	0	0	32.05154	532.87391
2014-10-22 20:00:00	278.383182895432	113.685	0	0	12.5	11.5	29.7	29.7	17.1	0	0	0	0	30	11	0	0	0	23.198183	509.67573
2014-10-22 21:00:00	258.452125935472	103.615	0	0	12.5	11.5	29.7	29.7	17.1	0	0	0	0	30	11	0	0	0	13.337126	496.33861
2014-10-22 22:00:00	236.427090565408	95.93	0	0	12.5	11.5	29.7	29.7	17.1	0	0	0	0	30	11	0	1.0029094	-1.0029094	0	497.34152
2014-10-22 23:00:00	224.934557896	94.075	0	0	12.5	11.5	29.7	29.7	17.1	0	0	0	0	30	11	0	10.640442	-10.640442	0	507.98196
2014-10-23 00:00:00	213.5718843528	111.3	0	0	12.5	11.5	29.7	29.7	17.1	0	0	0	0	30	11	0	39.228116	-39.228116	0	547.21007
2014-10-23 01:00:00	205.6875802616	121.105	0	0	12.5	11.5	29.7	29.7	17.1	0	0	0	0	30	11	0	56.91742	-56.91742	0	604.12749
2014-10-23 02:00:00	205.223797668	77.91	0	0	12.5	11.5	29.7	29.7	17.1	0	0	0	0	30	11	0	14.186202	-14.186202	0	618.3137
2014-10-23 03:00:00	199.6584065448	48.495	0	0	12.5	11.5	29.7	29.7	17.1	0	0	0	0	30	11	0	0	0	9.6634065	608.65029
2014-10-23 04:00:00	195.2524719056	43.195	0	0	12.5	11.5	29.7	29.7	17.1	0	0	0	0	30	11	0	0	0	10.557472	598.09282
2014-10-23 05:00:00	199.426515248	37.1	0	0	12.5	11.5	29.7	29.7	17.1	0	0	0	0	30	11	0	0	0	20.826515	577.2663
2014-10-23 06:00:00	197.3394935768	32.33	0	0	12.5	11.5	29.7	29.7	17.1	0	0	0	0	30	11	0	0	0	23.509494	553.75681
2014-10-23 07:00:00	222.8475362248	32.33	1.2508	0.8692	12.5	11.5	29.7	29.7	17.1	0	0	0	0	30	11	0	0	0	46.897536	506.85927
2014-10-23 08:00:00	246.704512839584	32.065	11.8826	8.2574	12.5	11.5	29.7	29.7	17.1	0	0	0	0	30	11	0	0	0	52.999513	453.85976
2014-10-23 09:00:00	258.243423768352	31.005	25.9541	18.0359	12.5	11.5	29.7	29.7	17.1	0	0	0	0	30	11	0	0	0	41.748424	412.11134
2014-10-23 10:00:00	263.488804901968	33.655	40.49465	28.14035	12.5	11.5	29.7	29.7	17.1	0	0	0	0	30	11	0	0	0	19.698805	392.41253
2014-10-23 11:00:00	262.018614080256	42.665	52.5336	36.5064	12.5	11.5	29.7	29.7	17.1	0	0	0	0	30	11	0	11.186386	-11.186386	0	403.59892
2014-10-23 12:00:00	261.598890833048	52.205	54.87885	38.13615	12.5	11.5	29.7	29.7	17.1	0	5.4780544	0	0	30	11	0	30.599164	-30.599164	0	434.19808
2014-10-23 13:00:00	258.66314701556	59.36	49.87565	34.65935	12.5	11.5	29.7	29.7	17.1	0	13	0	0	30	11	0	39.731853	-39.731853	0	473.92993
2014-10-23 14:00:00	255.096658870776	64.395	45.3415	31.5085	12.5	11.5	29.7	29.7	17.1	0	13	0	0	30	11	0	40.648341	-40.648341	0	514.57827
2014-10-23 15:00:00	250.062298817248	62.01	30.6446	21.2954	12.5	11.5	29.7	29.7	17.1	0	13	0	0	30	11	0	18.387701	-18.387701	0	532.96597
2014-10-23 16:00:00	243.977471189216	49.29	17.98025	12.49475	12.5	11.5	29.7	29.7	17.1	0	13	0	0	30	11	0	0	0	9.7124712	523.2535
2014-10-23 17:00:00	246.076087425256	33.39	6.72305	4.67195	12.5	11.5	29.7	29.7	17.1	0	13	0	0	30	11	0	0	0	46.791087	476.46242
2014-10-23 18:00:00	277.752438568136	22.26	0.46905	0.32595	12.5	11.5	29.7	29.7	17.1	0	13	0	0	30	11	0	0	0	100.19744	376.26498
2014-10-23 19:00:00	275.656141245064	20.935	0	0	12.5	11.5	29.7	29.7	17.1	0	13	0	0	30	11	0	0	0	100.22114	276.04384
2014-10-23 20:00:00	265.165378977832	23.055	0	0	12.5	11.5	29.7	29.7	17.1	0	13	0	0	30	11	0	0	0	87.610379	188.43346
2014-10-23 21:00:00	248.383405828416	27.03	0	0	12.5	11.5	29.7	29.7	17.1	0	13	0	0	30	11	0	0	0	66.853406	121.58005
2014-10-23 22:00:00	239.991259797224	32.065	0	0	12.5	11.5	29.7	29.7	17.1	0	13	0	0	30	11	0	0	0	53.42626	68.153792
2014-10-23 23:00:00	225.8621230832	38.69	0	0	12.5	11.5	29.7	29.7	17.1	0	13	0	0	30	11	0	0	0	32.672123	35.481669
2014-10-24 00:00:00	213.5718843528	42.93	0	0	12.5	11.5	29.7	29.7	17.1	0	13	0	0	30	11	0	0	0	16.141884	19.339784
2014-10-24 01:00:00	205.6875802616	42.93	0	0	12.5	11.5	29.7	29.7	17.1	0	13	0	0	30	11	0	0	0	8.2575803	11.082204
2014-10-24 02:00:00	205.223797668	41.87	0	0	12.5	11.5	29.7	29.7	17.1	0	13	0	0	30	11	0	0	0	8.8537977	2.2284065
2014-10-24 03:00:00	199.6584065448	42.93	0	0	12.5	11.5	29.7	29.7	17.1	0	13	0	0	30	11	0	0	0	2.2284065	0
2014-10-24 04:00:00	195.2524719056	44.255	0	0	12.5	11.5	29.7	29.7	17.1	0	9.4974719	0	0	30	11	0	0	0	0	0
2014-10-24 05:00:00	199.426515248	49.82	0	0	12.5	11.5	29.7	29.7	17.1	0	8.1065152	0	0	30	11	0	0	0	0	0
2014-10-24 06:00:00	197.3394935768	58.3	0	0	12.5	11.5	29.7	29.7	17.1	0	0	0	0	30	11	0	2.4605064	-2.4605064	0	2.4605064
2014-10-24 07:00:00	222.8475362248	67.575	2.8143	1.9557	12.5	11.5	29.7	29.7	17.1	0	6.5420298	0	0	30	11	0	0	0	2.4605064	0
2014-10-24 08:00:00	246.704512839584	77.645	21.889	15.211	12.5	1.9595128	29.7	29.7	17.1	0	0	0	0	30	11	0	0	0	0	0

## 13a_CS_Shortage
time/hrs	BB_Load	BB_utility_scale_wind	BB_utility_scale_solar	BB_distributed_scale_solar	BB_pp_SG_LSD_D10	BB_pp_SG_LSD_D13	BB_pp_SG_LSD_D14	BB_pp_SG_MSD_D17	BB_pp_SW_SCGT_GT04	BB_pp_SW_SCGT_GT06	BB_pp_SW_SCGT_GT05	BB_pp_WTE_combustion	BB_pp_anaerobic_digestion	BB_shortage	BB_Bus_el to BB_storage_pump_hydro	(Neg) BB_Bus_el to BB_storage_pump_hydro	BB_storage_pump_hydro to BB_Bus_el	Pump Capacity
2014-10-17 08:00:00	246.704512839584	0	29.972	20.828	12.5	12.5	29.7	17.1	20	20	20	11	40	13.104513	0	0	0	0
2014-10-17 09:00:00	258.243423768352	0.2	53.336	37.064	12.5	12.5	29.7	17.1	20	20	20	11	40	0	15.156576	-15.156576	0	15.156576
2014-10-17 10:00:00	263.488804901968	1.4	71.154	49.446	12.5	12.5	29.7	17.1	20	20	20	11	40	0	41.311195	-41.311195	0	56.467771
2014-10-17 11:00:00	262.018614080256	2.4	81.892	56.908	12.5	12.5	29.7	17.1	20	20	20	11	40	0	61.981386	-61.981386	0	118.44916
2014-10-17 12:00:00	261.598890833048	2.8	87.91	61.09	12.5	12.5	29.7	17.1	20	20	20	11	40	0	73.001109	-73.001109	0	191.45027
2014-10-17 13:00:00	258.66314701556	2.8	88.146	61.254	12.5	12.5	29.7	17.1	20	20	20	11	40	0	76.336853	-76.336853	0	267.78712
2014-10-17 14:00:00	255.096658870776	2.6	82.6	57.4	12.5	12.5	29.7	17.1	20	20	20	11	40	0	70.303341	-70.303341	0	338.09046
2014-10-17 15:00:00	250.062298817248	2.4	70.918	49.282	12.5	12.5	29.7	17.1	20	20	20	11	40	0	55.337701	-55.337701	0	393.42816
2014-10-17 16:00:00	243.977471189216	2.6	54.044	37.556	12.5	12.5	29.7	17.1	20	20	20	11	40	0	33.022529	-33.022529	0	426.45069
2014-10-17 17:00:00	246.076087425256	3.4	30.916	21.484	12.5	12.5	29.7	17.1	20	20	20	11	40	0	0	0	7.4760874	418.9746
2014-10-17 18:00:00	277.752438568136	3.4	4.602	3.198	12.5	12.5	29.7	17.1	20	20	20	11	40	0	0	0	83.752439	335.22216
2014-10-17 19:00:00	275.656141245064	3.2	0	0	12.5	12.5	29.7	17.1	20	20	20	11	40	0	0	0	89.656141	245.56602
2014-10-17 20:00:00	265.165378977832	2.8	0	0	12.5	12.5	29.7	17.1	20	20	20	11	40	0	0	0	79.565379	166.00064
2014-10-17 21:00:00	248.383405828416	2.4	0	0	12.5	12.5	29.7	17.1	20	20	20	11	40	0	0	0	63.183406	102.81724
2014-10-17 22:00:00	239.991259797224	1	0	0	12.5	12.5	29.7	17.1	20	20	20	11	40	0	0	0	56.19126	46.625979
2014-10-17 23:00:00	225.8621230832	0.8	0	0	12.5	12.5	29.7	17.1	20	20	20	11	40	0	0	0	42.262123	4.3638556
2014-10-18 00:00:00	208.4702758232	0.4	0	0	12.5	12.5	29.7	17.1	20	20	20	11	40	20.90642	0	0	4.3638556	0
2014-10-18 01:00:00	204.064341184	0.2	0	0	12.5	12.5	29.7	17.1	20	20	20	11	40	21.064341	0	0	0	0
2014-10-18 02:00:00	196.8757109832	0	0	0	12.5	12.5	29.7	17.1	20	20	20	11	40	14.075711	0	0	0	0
2014-10-18 03:00:00	196.8757109832	0	0	0	12.5	12.5	29.7	17.1	20	20	20	11	40	14.075711	0	0	0	0
2014-10-18 04:00:00	202.2092108096	0	0	0	12.5	12.5	29.7	17.1	20	20	20	11	40	19.409211	0	0	0	0
2014-10-18 05:00:00	221.456188444	0	0	0	12.5	12.5	29.7	17.1	20	20	20	11	40	38.656188	0	0	0	0
2014-10-18 06:00:00	235.587644070992	0	0	0	12.5	12.5	29.7	17.1	20	20	20	11	40	52.787644	0	0	0	0
2014-10-18 07:00:00	265.37640005792	0	5.9	4.1	12.5	12.5	29.7	17.1	20	20	20	11	40	72.5764	0	0	0	0
2014-10-18 08:00:00	292.018391147272	0	30.326	21.074	12.5	12.5	29.7	17.1	20	20	20	11	40	57.818391	0	0	0	0
2014-10-18 09:00:00	304.605450737576	0	53.336	37.064	12.5	12.5	29.7	17.1	20	20	20	11	40	31.405451	0	0	0	0
2014-10-18 10:00:00	308.800364296688	0.6	70.564	49.036	12.5	12.5	29.7	17.1	20	20	20	11	40	5.8003643	0	0	0	0
2014-10-18 11:00:00	310.898980532728	1.6	81.066	56.334	12.5	12.5	29.7	17.1	20	20	20	11	40	0	10.901019	-10.901019	0	10.901019
2014-10-18 12:00:00	310.898980532728	1.8	87.438	60.762	12.5	12.5	29.7	17.1	20	20	20	11	40	0	21.901019	-21.901019	0	32.802039
2014-10-18 13:00:00	314.045745430304	2	86.848	60.352	12.5	12.5	29.7	17.1	20	20	20	11	40	0	17.954255	-17.954255	0	50.756294
2014-10-18 14:00:00	306.704066973616	1.8	80.83	56.17	12.5	12.5	29.7	17.1	20	20	20	11	40	0	14.895933	-14.895933	0	65.652227
2014-10-18 15:00:00	298.311920942424	1.4	67.732	47.068	12.5	12.5	29.7	17.1	20	20	20	11	40	0	0.68807906	-0.68807906	0	66.340306
2014-10-18 16:00:00	277.124013153808	1.8	49.914	34.686	12.5	12.5	29.7	17.1	20	20	20	11	40	0	0	0	7.9240132	58.416292
2014-10-18 17:00:00	268.731867122616	2.8	27.376	19.024	12.5	12.5	29.7	17.1	20	20	20	11	40	0	0	0	36.731867	21.684425
2014-10-18 18:00:00	297.892197695216	4.4	3.54	2.46	12.5	12.5	29.7	17.1	20	20	20	11	40	83.007772	0	0	21.684425	0
2014-10-18 19:00:00	293.066539808808	5.8	0	0	12.5	12.5	29.7	17.1	20	20	20	11	40	104.46654	0	0	0	0
2014-10-18 20:00:00	278.383182895432	6.4	0	0	12.5	12.5	29.7	17.1	20	20	20	11	40	89.183183	0	0	0	0
2014-10-18 21:00:00	258.452125935472	6	0	0	12.5	12.5	29.7	17.1	20	20	20	11	40	69.652126	0	0	0	0
2014-10-18 22:00:00	236.427090565408	4.2	0	0	12.5	12.5	29.7	17.1	20	20	20	11	40	49.427091	0	0	0	0
2014-10-18 23:00:00	224.934557896	3	0	0	12.5	12.5	29.7	17.1	20	20	20	11	40	39.134558	0	0	0	0
2014-10-19 00:00:00	208.4702758232	2.4	0	0	12.5	12.5	29.7	17.1	20	20	20	11	40	23.270276	0	0	0	0
2014-10-19 01:00:00	204.064341184	2	0	0	12.5	12.5	29.7	17.1	20	20	20	11	40	19.264341	0	0	0	0
2014-10-19 02:00:00	196.8757109832	1.4	0	0	12.5	12.5	29.7	17.1	20	20	20	11	40	12.675711	0	0	0	0
2014-10-19 03:00:00	196.8757109832	0.6	0	0	12.5	12.5	29.7	17.1	20	20	20	11	40	13.475711	0	0	0	0
2014-10-19 04:00:00	202.2092108096	0.2	0	0	12.5	12.5	29.7	17.1	20	20	20	11	40	19.209211	0	0	0	0
2014-10-19 05:00:00	221.456188444	0	0	0	12.5	12.5	29.7	17.1	20	20	20	11	40	38.656188	0	0	0	0
2014-10-19 06:00:00	235.587644070992	0	0	0	12.5	12.5	29.7	17.1	20	20	20	11	40	52.787644	0	0	0	0
2014-10-19 07:00:00	265.37640005792	0	4.012	2.788	12.5	12.5	29.7	17.1	20	20	20	11	40	75.7764	0	0	0	0
2014-10-19 08:00:00	292.018391147272	0	21.83	15.17	12.5	12.5	29.7	17.1	20	20	20	11	40	72.218391	0	0	0	0
2014-10-19 09:00:00	304.605450737576	0	39.884	27.716	12.5	12.5	29.7	17.1	20	20	20	11	40	54.205451	0	0	0	0
2014-10-19 10:00:00	308.800364296688	0.4	58.292	40.508	12.5	12.5	29.7	17.1	20	20	20	11	40	26.800364	0	0	0	0
2014-10-19 11:00:00	310.898980532728	2.4	74.576	51.824	12.5	12.5	29.7	17.1	20	20	20	11	40	0	0.70101947	-0.70101947	0	0.70101947
2014-10-19 12:00:00	310.898980532728	6.2	82.6	57.4	12.5	12.5	29.7	17.1	20	20	20	11	40	0	18.101019	-18.101019	0	18.802039
2014-10-19 13:00:00	314.045745430304	10	81.656	56.744	12.5	12.5	29.7	17.1	20	20	20	11	40	0	17.154255	-17.154255	0	35.956294
2014-10-19 14:00:00	306.704066973616	13.6	72.924	50.676	12.5	12.5	29.7	17.1	20	20	20	11	40	0	13.295933	-13.295933	0	49.252227
2014-10-19 15:00:00	298.311920942424	16.8	53.69	37.31	12.5	12.5	29.7	17.1	20	20	20	11	40	0	0	0	7.7119209	41.540306
2014-10-19 16:00:00	277.124013153808	19	30.208	20.992	12.5	12.5	29.7	17.1	20	20	20	11	40	0	0	0	24.124013	17.416292
2014-10-19 17:00:00	268.731867122616	19.4	12.744	8.856	12.5	12.5	29.7	17.1	20	20	20	11	40	27.515575	0	0	17.416292	0
2014-10-19 18:00:00	297.892197695216	18.6	1.534	1.066	12.5	12.5	29.7	17.1	20	20	20	11	40	93.892198	0	0	0	0
2014-10-19 19:00:00	293.066539808808	19.4	0	0	12.5	12.5	29.7	17.1	20	20	20	11	40	90.86654	0	0	0	0
2014-10-19 20:00:00	278.383182895432	21.2	0	0	12.5	12.5	29.7	17.1	20	20	20	11	40	74.383183	0	0	0	0
2014-10-19 21:00:00	258.452125935472	23.6	0	0	12.5	12.5	29.7	17.1	20	20	20	11	40	52.052126	0	0	0	0
2014-10-19 22:00:00	236.427090565408	24.4	0	0	12.5	12.5	29.7	17.1	20	20	20	11	40	29.227091	0	0	0	0
2014-10-19 23:00:00	224.934557896	24.8	0	0	12.5	12.5	29.7	17.1	20	20	20	11	40	17.334558	0	0	0	0
2014-10-20 00:00:00	208.4702758232	26.2	0	0	12.5	12.5	29.7	17.1	20	20	20	11	40	0	0.52972418	-0.52972418	0	0.52972418
2014-10-20 01:00:00	204.064341184	24.2	0	0	12.5	12.5	29.7	17.1	20	20	20	11	40	0	2.9356588	-2.9356588	0	3.465383
2014-10-20 02:00:00	196.8757109832	18.8	0	0	12.5	12.5	29.7	17.1	20	20	20	11	40	0	4.724289	-4.724289	0	8.189672
2014-10-20 03:00:00	196.8757109832	13.6	0	0	12.5	12.5	29.7	17.1	20	20	20	11	40	0	0	0	0.47571098	7.713961
2014-10-20 04:00:00	202.2092108096	9.2	0	0	12.5	12.5	29.7	17.1	20	20	20	11	40	2.4952498	0	0	7.713961	0
2014-10-20 05:00:00	221.456188444	6.8	0	0	12.5	12.5	29.7	17.1	20	20	20	11	40	31.856188	0	0	0	0
2014-10-20 06:00:00	235.587644070992	7.6	0	0	12.5	12.5	29.7	17.1	20	20	20	11	40	45.187644	0	0	0	0
2014-10-20 07:00:00	265.37640005792	11.4	3.54	2.46	12.5	12.5	29.7	17.1	20	20	20	11	40	65.1764	0	0	0	0
2014-10-20 08:00:00	292.018391147272	16.8	21.948	15.252	12.5	12.5	29.7	17.1	20	20	20	11	40	55.218391	0	0	0	0
2014-10-20 09:00:00	304.605450737576	24	41.418	28.782	12.5	12.5	29.7	17.1	20	20	20	11	40	27.605451	0	0	0	0
2014-10-20 10:00:00	308.800364296688	30.6	59	41	12.5	12.5	29.7	17.1	20	20	20	11	40	0	4.5996357	-4.5996357	0	4.5996357
2014-10-20 11:00:00	310.898980532728	34.8	69.738	48.462	12.5	12.5	29.7	17.1	20	20	20	11	40	0	24.901019	-24.901019	0	29.500655
2014-10-20 12:00:00	310.898980532728	35.8	73.986	51.414	12.5	12.5	29.7	17.1	20	20	20	11	40	0	33.101019	-33.101019	0	62.601675
2014-10-20 13:00:00	314.045745430304	34.8	70.564	49.036	12.5	12.5	29.7	17.1	20	20	20	11	40	0	23.154255	-23.154255	0	85.755929
2014-10-20 14:00:00	306.704066973616	31.8	63.13	43.87	12.5	12.5	29.7	17.1	20	20	20	11	40	0	14.895933	-14.895933	0	100.65186
2014-10-20 15:00:00	298.311920942424	29.4	53.336	37.064	12.5	12.5	29.7	17.1	20	20	20	11	40	0	4.2880791	-4.2880791	0	104.93994
2014-10-20 16:00:00	277.124013153808	30.4	38.114	26.486	12.5	12.5	29.7	17.1	20	20	20	11	40	0	0.67598685	-0.67598685	0	105.61593
2014-10-20 17:00:00	268.731867122616	33.2	20.532	14.268	12.5	12.5	29.7	17.1	20	20	20	11	40	0	0	0	17.931867	87.684061
2014-10-20 18:00:00	297.892197695216	37.2	2.596	1.804	12.5	12.5	29.7	17.1	20	20	20	11	40	0	0	0	73.492198	14.191863
2014-10-20 19:00:00	293.066539808808	42.8	0	0	12.5	12.5	29.7	17.1	20	20	20	11	40	53.274676	0	0	14.191863	0
2014-10-20 20:00:00	278.383182895432	46.2	0	0	12.5	12.5	29.7	17.1	20	20	20	11	40	49.383183	0	0	0	0
2014-10-20 21:00:00	258.452125935472	46.4	0	0	12.5	12.5	29.7	17.1	20	20	20	11	40	29.252126	0	0	0	0
2014-10-20 22:00:00	236.427090565408	45.4	0	0	12.5	12.5	29.7	17.1	20	20	20	11	40	8.2270906	0	0	0	0
2014-10-20 23:00:00	224.934557896	44.2	0	0	12.5	12.5	29.7	17.1	17.934558	20	20	11	40	0	0	0	0	0
2014-10-21 00:00:00	208.4702758232	42.6	0	0	12.5	12.5	29.7	17.1	20	10.533874	20	11	40	0	7.4635977	-7.4635977	0	7.4635977
2014-10-21 01:00:00	204.064341184	38.4	0	0	12.5	12.5	29.7	17.1	20	20	20	11	40	0	17.135659	-17.135659	0	24.599256
2014-10-21 02:00:00	196.8757109832	34.4	0	0	12.5	12.5	29.7	17.1	20	20	20	11	40	0	20.324289	-20.324289	0	44.923546
2014-10-21 03:00:00	196.8757109832	30.8	0	0	12.5	12.5	29.7	17.1	20	20	20	11	40	0	16.724289	-16.724289	0	61.647835
2014-10-21 04:00:00	202.2092108096	29	0	0	12.5	12.5	29.7	17.1	20	20	20	11	40	0	9.5907892	-9.5907892	0	71.238624
2014-10-21 05:00:00	221.456188444	31.4	0	0	12.5	12.5	29.7	17.1	20	20	20	11	40	0	0	0	7.2561884	63.982435
2014-10-21 06:00:00	235.587644070992	37.4	0	0	12.5	12.5	29.7	17.1	20	20	20	11	40	0	0	0	15.387644	48.594791
2014-10-21 07:00:00	265.37640005792	45.4	3.54	2.46	12.5	12.5	29.7	17.1	20	20	20	11	40	0	0	0	31.1764	17.418391
2014-10-21 08:00:00	292.018391147272	53.4	22.656	15.744	12.5	12.5	29.7	17.1	20	20	20	11	40	0	0	0	17.418391	0
2014-10-21 09:00:00	304.605450737576	61.8	45.666	31.734	12.5	12.5	29.7	17.1	20	2.6054507	20	11	40	0	0	0	0	0
2014-10-21 10:00:00	308.800364296688	71	62.186	43.214	12.5	12.5	29.7	17.1	9.6003643	0	0	11	40	0	0	0	0	0
2014-10-21 11:00:00	310.898980532728	78.8	73.396	51.004	12.5	12.5	29.7	17.1	0	0	0	11	40	0	15.101019	-15.101019	0	15.101019
2014-10-21 12:00:00	310.898980532728	86.4	78.234	54.366	12.5	12.5	29.7	17.1	0	0	0	11	40	0	30.901019	-30.901019	0	46.002039
2014-10-21 13:00:00	314.045745430304	93	75.874	52.726	12.5	12.5	29.7	17.1	0	0	0	11	40	0	30.354255	-30.354255	0	76.356294
2014-10-21 14:00:00	306.704066973616	97	68.204	47.396	12.5	12.5	29.7	17.1	0	0	0	11	40	0	28.695933	-28.695933	0	105.05223
2014-10-21 15:00:00	298.311920942424	96.6	54.044	37.556	12.5	12.5	29.7	17.1	0	0	0	11	40	0	12.688079	-12.688079	0	117.74031
2014-10-21 16:00:00	277.124013153808	93.4	37.642	26.158	12.5	12.5	29.7	17.1	0	0	0	11	40	0	2.8759868	-2.8759868	0	120.61629
2014-10-21 17:00:00	268.731867122616	89.4	21.122	14.678	12.5	12.5	29.7	17.1	3.410958	0	0	11	40	0	0	0	17.320909	103.29538
2014-10-21 18:00:00	297.892197695216	85.2	2.95	2.05	12.5	12.5	29.7	17.1	20	20	20	11	40	0	0	0	24.892198	78.403186
2014-10-21 19:00:00	293.066539808808	82.8	0	0	12.5	12.5	29.7	17.1	20	20	20	11	40	0	0	0	27.46654	50.936646
2014-10-21 20:00:00	278.383182895432	79	0	0	12.5	12.5	29.7	17.1	20	20	20	11	40	0	0	0	16.583183	34.353463
2014-10-21 21:00:00	258.452125935472	72.8	0	0	12.5	12.5	29.7	17.1	20	20	20	11	40	0	0	0	2.8521259	31.501337
2014-10-21 22:00:00	236.427090565408	66.8	0	0	12.5	12.5	29.7	17.1	20	20	20	11	40	0	13.172909	-13.172909	0	44.674246
2014-10-21 23:00:00	224.934557896	62.6	0	0	12.5	12.5	29.7	17.1	20	20	20	11	40	0	20.465442	-20.465442	0	65.139689
2014-10-22 00:00:00	208.4702758232	59.2	0	0	12.5	12.5	29.7	17.1	20	20	20	11	40	0	33.529724	-33.529724	0	98.669413
2014-10-22 01:00:00	204.064341184	55	0	0	12.5	12.5	29.7	17.1	20	20	20	11	40	0	33.735659	-33.735659	0	132.40507
2014-10-22 02:00:00	196.8757109832	48.6	0	0	12.5	12.5	29.7	17.1	20	20	20	11	40	0	34.524289	-34.524289	0	166.92936
2014-10-22 03:00:00	196.8757109832	42.2	0	0	12.5	12.5	29.7	17.1	20	20	20	11	40	0	28.124289	-28.124289	0	195.05365
2014-10-22 04:00:00	202.2092108096	37.4	0	0	12.5	12.5	29.7	17.1	20	20	20	11	40	0	17.990789	-17.990789	0	213.04444
2014-10-22 05:00:00	221.456188444	34	0	0	12.5	12.5	29.7	17.1	20	20	20	11	40	0	0	0	4.6561884	208.38825
2014-10-22 06:00:00	235.587644070992	31	0	0	12.5	12.5	29.7	17.1	20	20	20	11	40	0	0	0	21.787644	186.60061
2014-10-22 07:00:00	265.37640005792	27.8	1.534	1.066	12.5	12.5	29.7	17.1	20	20	20	11	40	0	0	0	52.1764	134.42421
2014-10-22 08:00:00	292.018391147272	28.4	11.21	7.79	12.5	12.5	29.7	17.1	20	20	20	11	40	0	0	0	61.818391	72.605815
2014-10-22 09:00:00	304.605450737576	34.4	23.01	15.99	12.5	12.5	29.7	17.1	20	20	20	11	40	0	0	0	48.405451	24.200364
2014-10-22 10:00:00	308.800364296688	45.4	33.276	23.124	12.5	12.5	29.7	17.1	20	20	20	11	40	0	0	0	24.200364	0
2014-10-22 11:00:00	310.898980532728	68.6	39.412	27.388	12.5	12.5	29.7	17.1	20	12.698981	20	11	40	0	0	0	0	0
2014-10-22 12:00:00	310.898980532728	96.2	41.89	29.11	12.5	12.5	29.7	17.1	0	20	0.89898053	11	40	0	0	0	0	0
2014-10-22 13:00:00	314.045745430304	115.4	40.71	28.29	12.5	12.5	29.7	17.1	0	6.8457454	0	11	40	0	0	0	0	0
2014-10-22 14:00:00	306.704066973616	118.2	37.288	25.912	12.5	12.5	29.7	17.1	2.504067	0	0	11	40	0	0	0	0	0
2014-10-22 15:00:00	298.311920942424	112	25.96	18.04	12.5	12.5	29.7	17.1	19.511921	0	0	11	40	0	0	0	0	0
2014-10-22 16:00:00	277.124013153808	105.6	17.346	12.054	12.5	12.5	29.7	17.1	20	4.7978007	20	11	40	0	25.473788	-25.473788	0	25.473788
2014-10-22 17:00:00	268.731867122616	99.8	6.372	4.428	12.5	12.5	29.7	17.1	20	20	20	11	40	0	24.668133	-24.668133	0	50.14192
2014-10-22 18:00:00	297.892197695216	94	0.472	0.328	12.5	12.5	29.7	17.1	20	20	20	11	40	0	0	0	20.292198	29.849723
2014-10-22 19:00:00	293.066539808808	90.2	0	0	12.5	12.5	29.7	17.1	20	20	20	11	40	0	0	0	20.06654	9.7831829
2014-10-22 20:00:00	278.383182895432	85.8	0	0	12.5	12.5	29.7	17.1	20	20	20	11	40	0	0	0	9.7831829	0
2014-10-22 21:00:00	258.452125935472	78.2	0	0	12.5	12.5	29.7	17.1	17.452126	20	20	11	40	0	0	0	0	0
2014-10-22 22:00:00	236.427090565408	72.4	0	0	12.5	12.5	29.7	17.1	20	19.309991	20	11	40	0	18.082901	-18.082901	0	18.082901
2014-10-22 23:00:00	224.934557896	71	0	0	12.5	12.5	29.7	17.1	20	20	20	11	40	0	28.865442	-28.865442	0	46.948343
2014-10-23 00:00:00	213.5718843528	84	0	0	12.5	12.5	29.7	17.1	20	20	20	11	40	0	53.228116	-53.228116	0	100.17646
2014-10-23 01:00:00	205.6875802616	91.4	0	0	12.5	12.5	29.7	17.1	20	20	20	11	40	0	68.51242	-68.51242	0	168.68888
2014-10-23 02:00:00	205.223797668	58.8	0	0	12.5	12.5	29.7	17.1	20	20	20	11	40	0	36.376202	-36.376202	0	205.06508
2014-10-23 03:00:00	199.6584065448	36.6	0	0	12.5	12.5	29.7	17.1	20	20	20	11	40	0	19.741593	-19.741593	0	224.80667
2014-10-23 04:00:00	195.2524719056	32.6	0	0	12.5	12.5	29.7	17.1	20	20	20	11	40	0	20.147528	-20.147528	0	244.9542
2014-10-23 05:00:00	199.426515248	28	0	0	12.5	12.5	29.7	17.1	20	20	20	11	40	0	11.373485	-11.373485	0	256.32769
2014-10-23 06:00:00	197.3394935768	24.4	0	0	12.5	12.5	29.7	17.1	20	20	20	11	40	0	9.8605064	-9.8605064	0	266.18819
2014-10-23 07:00:00	222.8475362248	24.4	0.944	0.656	12.5	12.5	29.7	17.1	20	20	20	11	40	0	0	0	14.047536	252.14066
2014-10-23 08:00:00	246.704512839584	24.2	8.968	6.232	12.5	12.5	29.7	17.1	20	20	20	11	40	0	0	0	24.504513	227.63614
2014-10-23 09:00:00	258.243423768352	23.4	19.588	13.612	12.5	12.5	29.7	17.1	20	20	20	11	40	0	0	0	18.843424	208.79272
2014-10-23 10:00:00	263.488804901968	25.4	30.562	21.238	12.5	12.5	29.7	17.1	20	20	20	11	40	0	0	0	3.4888049	205.30392
2014-10-23 11:00:00	262.018614080256	32.2	39.648	27.552	12.5	12.5	29.7	17.1	20	20	20	11	40	0	20.181386	-20.181386	0	225.4853
2014-10-23 12:00:00	261.598890833048	39.4	41.418	28.782	12.5	12.5	29.7	17.1	20	20	20	11	40	0	30.801109	-30.801109	0	256.28641
2014-10-23 13:00:00	258.66314701556	44.8	37.642	26.158	12.5	12.5	29.7	17.1	20	20	20	11	40	0	32.736853	-32.736853	0	289.02326
2014-10-23 14:00:00	255.096658870776	48.6	34.22	23.78	12.5	12.5	29.7	17.1	20	20	20	11	40	0	34.303341	-34.303341	0	323.3266
2014-10-23 15:00:00	250.062298817248	46.8	23.128	16.072	12.5	12.5	29.7	17.1	20	20	20	11	40	0	18.737701	-18.737701	0	342.06431
2014-10-23 16:00:00	243.977471189216	37.2	13.57	9.43	12.5	12.5	29.7	17.1	20	20	20	11	40	0	0	0	0.97747119	341.08683
2014-10-23 17:00:00	246.076087425256	25.2	5.074	3.526	12.5	12.5	29.7	17.1	20	20	20	11	40	0	0	0	29.476087	311.61075
2014-10-23 18:00:00	277.752438568136	16.8	0.354	0.246	12.5	12.5	29.7	17.1	20	20	20	11	40	0	0	0	77.552439	234.05831
2014-10-23 19:00:00	275.656141245064	15.8	0	0	12.5	12.5	29.7	17.1	20	20	20	11	40	0	0	0	77.056141	157.00217
2014-10-23 20:00:00	265.165378977832	17.4	0	0	12.5	12.5	29.7	17.1	20	20	20	11	40	0	0	0	64.965379	92.036789
2014-10-23 21:00:00	248.383405828416	20.4	0	0	12.5	12.5	29.7	17.1	20	20	20	11	40	0	0	0	45.183406	46.853383
2014-10-23 22:00:00	239.991259797224	24.2	0	0	12.5	12.5	29.7	17.1	20	20	20	11	40	0	0	0	32.99126	13.862123
2014-10-23 23:00:00	225.8621230832	29.2	0	0	12.5	12.5	29.7	17.1	20	20	20	11	40	0	0	0	13.862123	0
2014-10-24 00:00:00	213.5718843528	32.4	0	0	12.5	12.5	29.7	17.1	20	18.371884	20	11	40	0	0	0	0	0
2014-10-24 01:00:00	205.6875802616	32.4	0	0	12.5	12.5	29.7	17.1	20	10.48758	20	11	40	0	0	0	0	0
2014-10-24 02:00:00	205.223797668	31.6	0	0	12.5	12.5	29.7	17.1	20	10.823798	20	11	40	0	0	0	0	0
2014-10-24 03:00:00	199.6584065448	32.4	0	0	12.5	12.5	29.7	17.1	20	4.4584065	20	11	40	0	0	0	0	0
2014-10-24 04:00:00	195.2524719056	33.4	0	0	12.5	12.5	29.7	17.1	19.052472	0	20	11	40	0	0	0	0	0
2014-10-24 05:00:00	199.426515248	37.6	0	0	12.5	12.5	29.7	17.1	20	19.026515	0	11	40	0	0	0	0	0
2014-10-24 06:00:00	197.3394935768	44	0	0	12.5	12.5	29.7	17.1	10.539494	0	20	11	40	0	0	0	0	0
2014-10-24 07:00:00	222.8475362248	51	2.124	1.476	12.5	12.5	29.7	17.1	5.4475362	20	20	11	40	0	0	0	0	0
2014-10-24 08:00:00	246.704512839584	58.6	16.52	11.48	12.5	12.5	29.7	17.1	20	17.304513	0	11	40	0	0	0	0	0

## 13a_CS_46MW(BG-25MW,GT20-21)
time/hrs	BB_Load	BB_utility_scale_wind	BB_utility_scale_solar	BB_distributed_scale_solar	BB_pp_SG_LSD_D10	BB_pp_SG_LSD_D13	BB_pp_SG_LSD_D14	BB_pp_SG_MSD_D17	BB_pp_SW_SCGT_GT04	BB_pp_SW_SCGT_GT06	BB_pp_SW_SCGT_GT05	BB_pp_OCGT_GT20	BB_pp_WTE_combustion	BB_pp_bagasse	BB_pp_anaerobic_digestion	BB_shortage	BB_Bus_el to BB_storage_pump_hydro	(Neg) BB_Bus_el to BB_storage_pump_hydro	BB_storage_pump_hydro to BB_Bus_el	Pump Capacity
2014-10-17 08:00:00	246.704512839584	0	29.972	20.828	12.5	12.5	29.7	17.1	20	7.1045128	0	21	11	25	40	0	0	0	0	0
2014-10-17 09:00:00	258.243423768352	0.2	53.336	37.064	12.5	12.5	29.7	17.1	0	0	0	21	11	25	40	0	1.1565762	-1.1565762	0	1.1565762
2014-10-17 10:00:00	263.488804901968	1.4	71.154	49.446	12.5	12.5	29.7	17.1	0	0	0	21	11	25	40	0	27.311195	-27.311195	0	28.467771
2014-10-17 11:00:00	262.018614080256	2.4	81.892	56.908	12.5	12.5	29.7	17.1	0	0	0	21	11	25	40	0	47.981386	-47.981386	0	76.449157
2014-10-17 12:00:00	261.598890833048	2.8	87.91	61.09	12.5	12.5	29.7	17.1	0	0	0	21	11	25	40	0	59.001109	-59.001109	0	135.45027
2014-10-17 13:00:00	258.66314701556	2.8	88.146	61.254	12.5	12.5	29.7	17.1	0	0	0	21	11	25	40	0	62.336853	-62.336853	0	197.78712
2014-10-17 14:00:00	255.096658870776	2.6	82.6	57.4	12.5	12.5	29.7	17.1	0	0	0	21	11	25	40	0	56.303341	-56.303341	0	254.09046
2014-10-17 15:00:00	250.062298817248	2.4	70.918	49.282	12.5	12.5	29.7	17.1	0	0	0	21	11	25	40	0	41.337701	-41.337701	0	295.42816
2014-10-17 16:00:00	243.977471189216	2.6	54.044	37.556	12.5	12.5	29.7	17.1	0	0	0	21	11	25	40	0	19.022529	-19.022529	0	314.45069
2014-10-17 17:00:00	246.076087425256	3.4	30.916	21.484	12.5	12.5	29.7	17.1	0	0	0	21	11	25	40	0	0	0	21.476087	292.9746
2014-10-17 18:00:00	277.752438568136	3.4	4.602	3.198	12.5	12.5	29.7	17.1	0	0	0	21	11	25	40	0	0	0	97.752439	195.22216
2014-10-17 19:00:00	275.656141245064	3.2	0	0	12.5	12.5	29.7	17.1	0	0	0	21	11	25	40	0	0	0	103.65614	91.566023
2014-10-17 20:00:00	265.165378977832	2.8	0	0	12.5	12.5	29.7	17.1	20	9.3740213	0	21	11	25	40	0	0	0	64.191358	27.374666
2014-10-17 21:00:00	248.383405828416	2.4	0	0	12.5	12.5	29.7	17.1	20	20	20	21	11	25	40	0	0	0	17.183406	10.19126
2014-10-17 22:00:00	239.991259797224	1	0	0	12.5	12.5	29.7	17.1	20	20	20	21	11	25	40	0	0	0	10.19126	0
2014-10-17 23:00:00	225.8621230832	0.8	0	0	12.5	12.5	29.7	17.1	20	20	16.262123	21	11	25	40	0	0	0	0	0
2014-10-18 00:00:00	208.4702758232	0.4	0	0	12.5	12.5	29.7	17.1	20	0	19.270276	21	11	25	40	0	0	0	0	0
2014-10-18 01:00:00	204.064341184	0.2	0	0	12.5	12.5	29.7	17.1	15.064341	20	0	21	11	25	40	0	0	0	0	0
2014-10-18 02:00:00	196.8757109832	0	0	0	12.5	12.5	29.7	17.1	8.075711	0	20	21	11	25	40	0	0	0	0	0
2014-10-18 03:00:00	196.8757109832	0	0	0	12.5	12.5	29.7	17.1	19.323546	20	0	21	11	25	40	0	11.247835	-11.247835	0	11.247835
2014-10-18 04:00:00	202.2092108096	0	0	0	12.5	12.5	29.7	17.1	20	20	20	21	11	25	40	0	26.590789	-26.590789	0	37.838624
2014-10-18 05:00:00	221.456188444	0	0	0	12.5	12.5	29.7	17.1	20	20	20	21	11	25	40	0	7.3438116	-7.3438116	0	45.182435
2014-10-18 06:00:00	235.587644070992	0	0	0	12.5	12.5	29.7	17.1	20	20	20	21	11	25	40	0	0	0	6.7876441	38.394791
2014-10-18 07:00:00	265.37640005792	0	5.9	4.1	12.5	12.5	29.7	17.1	20	20	20	21	11	25	40	0	0	0	26.5764	11.818391
2014-10-18 08:00:00	292.018391147272	0	30.326	21.074	12.5	12.5	29.7	17.1	20	20	20	21	11	25	40	0	0	0	11.818391	0
2014-10-18 09:00:00	304.605450737576	0	53.336	37.064	12.5	12.5	29.7	17.1	20	20	5.4054507	21	11	25	40	0	0	0	0	0
2014-10-18 10:00:00	308.800364296688	0.6	70.564	49.036	12.5	12.5	29.7	17.1	0	19.800364	0	21	11	25	40	0	0	0	0	0
2014-10-18 11:00:00	310.898980532728	1.6	81.066	56.334	12.5	12.5	29.7	17.1	0	0	3.0989805	21	11	25	40	0	0	0	0	0
2014-10-18 12:00:00	310.898980532728	1.8	87.438	60.762	12.5	12.5	29.7	17.1	0	0	0	21	11	25	40	0	7.9010195	-7.9010195	0	7.9010195
2014-10-18 13:00:00	314.045745430304	2	86.848	60.352	12.5	12.5	29.7	17.1	0.63773106	20	0	21	11	25	40	0	24.591986	-24.591986	0	32.493005
2014-10-18 14:00:00	306.704066973616	1.8	80.83	56.17	12.5	12.5	29.7	17.1	20	20	20	21	11	25	40	0	60.895933	-60.895933	0	93.388938
2014-10-18 15:00:00	298.311920942424	1.4	67.732	47.068	12.5	12.5	29.7	17.1	20	20	20	21	11	25	40	0	46.688079	-46.688079	0	140.07702
2014-10-18 16:00:00	277.124013153808	1.8	49.914	34.686	12.5	12.5	29.7	17.1	20	20	20	21	11	25	40	0	38.075987	-38.075987	0	178.153
2014-10-18 17:00:00	268.731867122616	2.8	27.376	19.024	12.5	12.5	29.7	17.1	20	20	20	21	11	25	40	0	9.2681329	-9.2681329	0	187.42114
2014-10-18 18:00:00	297.892197695216	4.4	3.54	2.46	12.5	12.5	29.7	17.1	20	20	20	21	11	25	40	0	0	0	58.692198	128.72894
2014-10-18 19:00:00	293.066539808808	5.8	0	0	12.5	12.5	29.7	17.1	20	20	20	21	11	25	40	0	0	0	58.46654	70.262399
2014-10-18 20:00:00	278.383182895432	6.4	0	0	12.5	12.5	29.7	17.1	20	20	20	21	11	25	40	0	0	0	43.183183	27.079217
2014-10-18 21:00:00	258.452125935472	6	0	0	12.5	12.5	29.7	17.1	20	20	20	21	11	25	40	0	0	0	23.652126	3.4270906
2014-10-18 22:00:00	236.427090565408	4.2	0	0	12.5	12.5	29.7	17.1	20	20	20	21	11	25	40	0	0	0	3.4270906	0
2014-10-18 23:00:00	224.934557896	3	0	0	12.5	12.5	29.7	17.1	13.134558	20	20	21	11	25	40	0	0	0	0	0
2014-10-19 00:00:00	208.4702758232	2.4	0	0	12.5	12.5	29.7	17.1	0	20	17.270276	21	11	25	40	0	0	0	0	0
2014-10-19 01:00:00	204.064341184	2	0	0	12.5	12.5	29.7	17.1	20	13.264341	0	21	11	25	40	0	0	0	0	0
2014-10-19 02:00:00	196.8757109832	1.4	0	0	12.5	12.5	29.7	17.1	0	11.004707	20	21	11	25	40	0	4.3289963	-4.3289963	0	4.3289963
2014-10-19 03:00:00	196.8757109832	0.6	0	0	12.5	12.5	29.7	17.1	20	20	20	21	11	25	40	0	32.524289	-32.524289	0	36.853285
2014-10-19 04:00:00	202.2092108096	0.2	0	0	12.5	12.5	29.7	17.1	20	20	20	21	11	25	40	0	26.790789	-26.790789	0	63.644074
2014-10-19 05:00:00	221.456188444	0	0	0	12.5	12.5	29.7	17.1	20	20	20	21	11	25	40	0	7.3438116	-7.3438116	0	70.987886
2014-10-19 06:00:00	235.587644070992	0	0	0	12.5	12.5	29.7	17.1	20	20	20	21	11	25	40	0	0	0	6.7876441	64.200242
2014-10-19 07:00:00	265.37640005792	0	4.012	2.788	12.5	12.5	29.7	17.1	20	20	20	21	11	25	40	0	0	0	29.7764	34.423842
2014-10-19 08:00:00	292.018391147272	0	21.83	15.17	12.5	12.5	29.7	17.1	20	20	20	21	11	25	40	0	0	0	26.218391	8.2054507
2014-10-19 09:00:00	304.605450737576	0	39.884	27.716	12.5	12.5	29.7	17.1	20	20	20	21	11	25	40	0	0	0	8.2054507	0
2014-10-19 10:00:00	308.800364296688	0.4	58.292	40.508	12.5	12.5	29.7	17.1	0.8003643	20	20	21	11	25	40	0	0	0	0	0
2014-10-19 11:00:00	310.898980532728	2.4	74.576	51.824	12.5	12.5	29.7	17.1	0	13.298981	0	21	11	25	40	0	0	0	0	0
2014-10-19 12:00:00	310.898980532728	6.2	82.6	57.4	12.5	12.5	29.7	17.1	0	0	0	21	11	25	40	0	4.1010195	-4.1010195	0	4.1010195
2014-10-19 13:00:00	314.045745430304	10	81.656	56.744	12.5	12.5	29.7	17.1	0	0	0	21	11	25	40	0	3.1542546	-3.1542546	0	7.255274
2014-10-19 14:00:00	306.704066973616	13.6	72.924	50.676	12.5	12.5	29.7	17.1	20	20	19.41064	21	11	25	40	0	58.706574	-58.706574	0	65.961848
2014-10-19 15:00:00	298.311920942424	16.8	53.69	37.31	12.5	12.5	29.7	17.1	20	20	20	21	11	25	40	0	38.288079	-38.288079	0	104.24993
2014-10-19 16:00:00	277.124013153808	19	30.208	20.992	12.5	12.5	29.7	17.1	20	20	20	21	11	25	40	0	21.875987	-21.875987	0	126.12591
2014-10-19 17:00:00	268.731867122616	19.4	12.744	8.856	12.5	12.5	29.7	17.1	20	20	20	21	11	25	40	0	1.0681329	-1.0681329	0	127.19405
2014-10-19 18:00:00	297.892197695216	18.6	1.534	1.066	12.5	12.5	29.7	17.1	20	20	20	21	11	25	40	0	0	0	47.892198	79.301849
2014-10-19 19:00:00	293.066539808808	19.4	0	0	12.5	12.5	29.7	17.1	20	20	20	21	11	25	40	0	0	0	44.86654	34.435309
2014-10-19 20:00:00	278.383182895432	21.2	0	0	12.5	12.5	29.7	17.1	20	20	20	21	11	25	40	0	0	0	28.383183	6.0521259
2014-10-19 21:00:00	258.452125935472	23.6	0	0	12.5	12.5	29.7	17.1	20	20	20	21	11	25	40	0	0	0	6.0521259	0
2014-10-19 22:00:00	236.427090565408	24.4	0	0	12.5	12.5	29.7	17.1	3.2270906	20	20	21	11	25	40	0	0	0	0	0
2014-10-19 23:00:00	224.934557896	24.8	0	0	12.5	12.5	29.7	17.1	20	11.334558	0	21	11	25	40	0	0	0	0	0
2014-10-20 00:00:00	208.4702758232	26.2	0	0	12.5	12.5	29.7	17.1	13.470276	0	0	21	11	25	40	0	0	0	0	0
2014-10-20 01:00:00	204.064341184	24.2	0	0	12.5	12.5	29.7	17.1	0	11.064341	0	21	11	25	40	0	0	0	0	0
2014-10-20 02:00:00	196.8757109832	18.8	0	0	12.5	12.5	29.7	17.1	0	9.275711	0	21	11	25	40	0	0	0	0	0
2014-10-20 03:00:00	196.8757109832	13.6	0	0	12.5	12.5	29.7	17.1	0	0	14.475711	21	11	25	40	0	0	0	0	0
2014-10-20 04:00:00	202.2092108096	9.2	0	0	12.5	12.5	29.7	17.1	0	20	17.647835	21	11	25	40	0	13.438624	-13.438624	0	13.438624
2014-10-20 05:00:00	221.456188444	6.8	0	0	12.5	12.5	29.7	17.1	20	20	20	21	11	25	40	0	14.143812	-14.143812	0	27.582435
2014-10-20 06:00:00	235.587644070992	7.6	0	0	12.5	12.5	29.7	17.1	20	20	20	21	11	25	40	0	0.81235593	-0.81235593	0	28.394791
2014-10-20 07:00:00	265.37640005792	11.4	3.54	2.46	12.5	12.5	29.7	17.1	20	20	20	21	11	25	40	0	0	0	19.1764	9.2183911
2014-10-20 08:00:00	292.018391147272	16.8	21.948	15.252	12.5	12.5	29.7	17.1	20	20	20	21	11	25	40	0	0	0	9.2183911	0
2014-10-20 09:00:00	304.605450737576	24	41.418	28.782	12.5	12.5	29.7	17.1	20	1.6054507	20	21	11	25	40	0	0	0	0	0
2014-10-20 10:00:00	308.800364296688	30.6	59	41	12.5	12.5	29.7	17.1	0	0	9.4003643	21	11	25	40	0	0	0	0	0
2014-10-20 11:00:00	310.898980532728	34.8	69.738	48.462	12.5	12.5	29.7	17.1	0	0	0	21	11	25	40	0	10.901019	-10.901019	0	10.901019
2014-10-20 12:00:00	310.898980532728	35.8	73.986	51.414	12.5	12.5	29.7	17.1	0	0	0	21	11	25	40	0	19.101019	-19.101019	0	30.002039
2014-10-20 13:00:00	314.045745430304	34.8	70.564	49.036	12.5	12.5	29.7	17.1	0	0	0	21	11	25	40	0	9.1542546	-9.1542546	0	39.156294
2014-10-20 14:00:00	306.704066973616	31.8	63.13	43.87	12.5	12.5	29.7	17.1	0	0	0	21	11	25	40	0	0.89593303	-0.89593303	0	40.052227
2014-10-20 15:00:00	298.311920942424	29.4	53.336	37.064	12.5	12.5	29.7	17.1	0	0	9.7119209	21	11	25	40	0	0	0	0	40.052227
2014-10-20 16:00:00	277.124013153808	30.4	38.114	26.486	12.5	12.5	29.7	17.1	13.324013	0	0	21	11	25	40	0	0	0	0	40.052227
2014-10-20 17:00:00	268.731867122616	33.2	20.532	14.268	12.5	12.5	29.7	17.1	20	20	4.221561	21	11	25	40	0	12.289694	-12.289694	0	52.34192
2014-10-20 18:00:00	297.892197695216	37.2	2.596	1.804	12.5	12.5	29.7	17.1	20	20	20	21	11	25	40	0	0	0	27.492198	24.849723
2014-10-20 19:00:00	293.066539808808	42.8	0	0	12.5	12.5	29.7	17.1	20	20	20	21	11	25	40	0	0	0	21.46654	3.3831829
2014-10-20 20:00:00	278.383182895432	46.2	0	0	12.5	12.5	29.7	17.1	20	20	20	21	11	25	40	0	0	0	3.3831829	0
2014-10-20 21:00:00	258.452125935472	46.4	0	0	12.5	12.5	29.7	17.1	20	20	3.2521259	21	11	25	40	0	0	0	0	0
2014-10-20 22:00:00	236.427090565408	45.4	0	0	12.5	12.5	29.7	17.1	2.2270906	0	20	21	11	25	40	0	0	0	0	0
2014-10-20 23:00:00	224.934557896	44.2	0	0	12.5	12.5	29.7	17.1	0	11.934558	0	21	11	25	40	0	0	0	0	0
2014-10-21 00:00:00	208.4702758232	42.6	0	0	12.5	12.5	29.7	17.1	0	0	0	21	11	25	40	0	2.9297242	-2.9297242	0	2.9297242
2014-10-21 01:00:00	204.064341184	38.4	0	0	12.5	12.5	29.7	17.1	0	0	0	21	11	25	40	0	3.1356588	-3.1356588	0	6.065383
2014-10-21 02:00:00	196.8757109832	34.4	0	0	12.5	12.5	29.7	17.1	0	0	0	21	11	25	40	0	6.324289	-6.324289	0	12.389672
2014-10-21 03:00:00	196.8757109832	30.8	0	0	12.5	12.5	29.7	17.1	0	0	0	21	11	25	40	0	2.724289	-2.724289	0	15.113961
2014-10-21 04:00:00	202.2092108096	29	0	0	12.5	12.5	29.7	17.1	0	0	0	21	11	25	40	0	0	0	4.4092108	10.70475
2014-10-21 05:00:00	221.456188444	31.4	0	0	12.5	12.5	29.7	17.1	0	0	10.551438	21	11	25	40	0	0	0	10.70475	0
2014-10-21 06:00:00	235.587644070992	37.4	0	0	12.5	12.5	29.7	17.1	20	0	9.3876441	21	11	25	40	0	0	0	0	0
2014-10-21 07:00:00	265.37640005792	45.4	3.54	2.46	12.5	12.5	29.7	17.1	20	5.1764001	20	21	11	25	40	0	0	0	0	0
2014-10-21 08:00:00	292.018391147272	53.4	22.656	15.744	12.5	12.5	29.7	17.1	20	11.418391	0	21	11	25	40	0	0	0	0	0
2014-10-21 09:00:00	304.605450737576	61.8	45.666	31.734	12.5	12.5	29.7	17.1	0	0	0	21	11	25	40	0	3.3945493	-3.3945493	0	3.3945493
2014-10-21 10:00:00	308.800364296688	71	62.186	43.214	12.5	12.5	29.7	17.1	0	0	0	21	11	25	40	0	36.399636	-36.399636	0	39.794185
2014-10-21 11:00:00	310.898980532728	78.8	73.396	51.004	12.5	12.5	29.7	17.1	0	0	0	21	11	25	40	0	61.101019	-61.101019	0	100.8952
2014-10-21 12:00:00	310.898980532728	86.4	78.234	54.366	12.5	12.5	29.7	17.1	0	0	0	21	11	25	40	0	76.901019	-76.901019	0	177.79622
2014-10-21 13:00:00	314.045745430304	93	75.874	52.726	12.5	12.5	29.7	17.1	0	0	0	21	11	25	40	0	76.354255	-76.354255	0	254.15048
2014-10-21 14:00:00	306.704066973616	97	68.204	47.396	12.5	12.5	29.7	17.1	0	0	0	21	11	25	40	0	74.695933	-74.695933	0	328.84641
2014-10-21 15:00:00	298.311920942424	96.6	54.044	37.556	12.5	12.5	29.7	17.1	0	0	0	21	11	25	40	0	58.688079	-58.688079	0	387.53449
2014-10-21 16:00:00	277.124013153808	93.4	37.642	26.158	12.5	12.5	29.7	17.1	0	0	0	21	11	25	40	0	48.875987	-48.875987	0	436.41048
2014-10-21 17:00:00	268.731867122616	89.4	21.122	14.678	12.5	12.5	29.7	17.1	0	0	0	21	11	25	40	0	25.268133	-25.268133	0	461.67861
2014-10-21 18:00:00	297.892197695216	85.2	2.95	2.05	12.5	12.5	29.7	17.1	0	0	0	21	11	25	40	0	0	0	38.892198	422.78641
2014-10-21 19:00:00	293.066539808808	82.8	0	0	12.5	12.5	29.7	17.1	0	0	0	21	11	25	40	0	0	0	41.46654	381.31987
2014-10-21 20:00:00	278.383182895432	79	0	0	12.5	12.5	29.7	17.1	0	0	0	21	11	25	40	0	0	0	30.583183	350.73669
2014-10-21 21:00:00	258.452125935472	72.8	0	0	12.5	12.5	29.7	17.1	0	0	0	21	11	25	40	0	0	0	16.852126	333.88456
2014-10-21 22:00:00	236.427090565408	66.8	0	0	12.5	12.5	29.7	17.1	0	0	0	21	11	25	40	0	0	0	0.82709057	333.05747
2014-10-21 23:00:00	224.934557896	62.6	0	0	12.5	12.5	29.7	17.1	0	0	0	21	11	25	40	0	6.4654421	-6.4654421	0	339.52292
2014-10-22 00:00:00	208.4702758232	59.2	0	0	12.5	12.5	29.7	17.1	0	0	0	21	11	25	40	0	19.529724	-19.529724	0	359.05264
2014-10-22 01:00:00	204.064341184	55	0	0	12.5	12.5	29.7	17.1	0	0	0	21	11	25	40	0	19.735659	-19.735659	0	378.7883
2014-10-22 02:00:00	196.8757109832	48.6	0	0	12.5	12.5	29.7	17.1	0	0	0	21	11	25	40	0	20.524289	-20.524289	0	399.31259
2014-10-22 03:00:00	196.8757109832	42.2	0	0	12.5	12.5	29.7	17.1	0	0	0	21	11	25	40	0	14.124289	-14.124289	0	413.43688
2014-10-22 04:00:00	202.2092108096	37.4	0	0	12.5	12.5	29.7	17.1	0	0	0	21	11	25	40	0	3.9907892	-3.9907892	0	417.42767
2014-10-22 05:00:00	221.456188444	34	0	0	12.5	12.5	29.7	17.1	0	0	0	21	11	25	40	0	0	0	18.656188	398.77148
2014-10-22 06:00:00	235.587644070992	31	0	0	12.5	12.5	29.7	17.1	0	0	0	21	11	25	40	0	0	0	35.787644	362.98383
2014-10-22 07:00:00	265.37640005792	27.8	1.534	1.066	12.5	12.5	29.7	17.1	0	0	0	21	11	25	40	0	0	0	66.1764	296.80743
2014-10-22 08:00:00	292.018391147272	28.4	11.21	7.79	12.5	12.5	29.7	17.1	0	0	0	21	11	25	40	0	0	0	75.818391	220.98904
2014-10-22 09:00:00	304.605450737576	34.4	23.01	15.99	12.5	12.5	29.7	17.1	0	0	0	21	11	25	40	0	0	0	62.405451	158.58359
2014-10-22 10:00:00	308.800364296688	45.4	33.276	23.124	12.5	12.5	29.7	17.1	0	0	0	21	11	25	40	0	0	0	38.200364	120.38323
2014-10-22 11:00:00	310.898980532728	68.6	39.412	27.388	12.5	12.5	29.7	17.1	0	0	0	21	11	25	40	0	0	0	6.6989805	113.68425
2014-10-22 12:00:00	310.898980532728	96.2	41.89	29.11	12.5	12.5	29.7	17.1	0	0	0	21	11	25	40	0	25.101019	-25.101019	0	138.78527
2014-10-22 13:00:00	314.045745430304	115.4	40.71	28.29	12.5	12.5	29.7	17.1	0	0	0	21	11	25	40	0	39.154255	-39.154255	0	177.93952
2014-10-22 14:00:00	306.704066973616	118.2	37.288	25.912	12.5	12.5	29.7	17.1	0	0	0	21	11	25	40	0	43.495933	-43.495933	0	221.43545
2014-10-22 15:00:00	298.311920942424	112	25.96	18.04	12.5	12.5	29.7	17.1	0	0	0	21	11	25	40	0	26.488079	-26.488079	0	247.92353
2014-10-22 16:00:00	277.124013153808	105.6	17.346	12.054	12.5	12.5	29.7	17.1	0	0	0	21	11	25	40	0	26.675987	-26.675987	0	274.59952
2014-10-22 17:00:00	268.731867122616	99.8	6.372	4.428	12.5	12.5	29.7	17.1	0	0	0	21	11	25	40	0	10.668133	-10.668133	0	285.26765
2014-10-22 18:00:00	297.892197695216	94	0.472	0.328	12.5	12.5	29.7	17.1	0	0	0	21	11	25	40	0	0	0	34.292198	250.97545
2014-10-22 19:00:00	293.066539808808	90.2	0	0	12.5	12.5	29.7	17.1	0	0	0	21	11	25	40	0	0	0	34.06654	216.90891
2014-10-22 20:00:00	278.383182895432	85.8	0	0	12.5	12.5	29.7	17.1	0	0	0	21	11	25	40	0	0	0	23.783183	193.12573
2014-10-22 21:00:00	258.452125935472	78.2	0	0	12.5	12.5	29.7	17.1	0	0	0	21	11	25	40	0	0	0	11.452126	181.67361
2014-10-22 22:00:00	236.427090565408	72.4	0	0	12.5	12.5	29.7	17.1	0	0	0	21	11	25	40	0	4.7729094	-4.7729094	0	186.44652
2014-10-22 23:00:00	224.934557896	71	0	0	12.5	12.5	29.7	17.1	0	0	0	21	11	25	40	0	14.865442	-14.865442	0	201.31196
2014-10-23 00:00:00	213.5718843528	84	0	0	12.5	12.5	29.7	17.1	0	0	0	21	11	25	40	0	39.228116	-39.228116	0	240.54007
2014-10-23 01:00:00	205.6875802616	91.4	0	0	12.5	12.5	29.7	17.1	0	0	0	21	11	25	40	0	54.51242	-54.51242	0	295.05249
2014-10-23 02:00:00	205.223797668	58.8	0	0	12.5	12.5	29.7	17.1	0	0	0	21	11	25	40	0	22.376202	-22.376202	0	317.4287
2014-10-23 03:00:00	199.6584065448	36.6	0	0	12.5	12.5	29.7	17.1	0	0	0	21	11	25	40	0	5.7415935	-5.7415935	0	323.17029
2014-10-23 04:00:00	195.2524719056	32.6	0	0	12.5	12.5	29.7	17.1	0	0	0	21	11	25	40	0	6.1475281	-6.1475281	0	329.31782
2014-10-23 05:00:00	199.426515248	28	0	0	12.5	12.5	29.7	17.1	0	0	0	21	11	25	40	0	0	0	2.6265152	326.6913
2014-10-23 06:00:00	197.3394935768	24.4	0	0	12.5	12.5	29.7	17.1	0	0	0	21	11	25	40	0	0	0	4.1394936	322.55181
2014-10-23 07:00:00	222.8475362248	24.4	0.944	0.656	12.5	12.5	29.7	17.1	0	0	0	21	11	25	40	0	0	0	28.047536	294.50427
2014-10-23 08:00:00	246.704512839584	24.2	8.968	6.232	12.5	12.5	29.7	17.1	0	0	0	21	11	25	40	0	0	0	38.504513	255.99976
2014-10-23 09:00:00	258.243423768352	23.4	19.588	13.612	12.5	12.5	29.7	17.1	0	0	0	21	11	25	40	0	0	0	32.843424	223.15634
2014-10-23 10:00:00	263.488804901968	25.4	30.562	21.238	12.5	12.5	29.7	17.1	0	0	0	21	11	25	40	0	0	0	17.488805	205.66753
2014-10-23 11:00:00	262.018614080256	32.2	39.648	27.552	12.5	12.5	29.7	17.1	0	0	0	21	11	25	40	0	6.1813859	-6.1813859	0	211.84892
2014-10-23 12:00:00	261.598890833048	39.4	41.418	28.782	12.5	12.5	29.7	17.1	0	0	0	21	11	25	40	0	16.801109	-16.801109	0	228.65003
2014-10-23 13:00:00	258.66314701556	44.8	37.642	26.158	12.5	12.5	29.7	17.1	0	0	0	21	11	25	40	0	18.736853	-18.736853	0	247.38688
2014-10-23 14:00:00	255.096658870776	48.6	34.22	23.78	12.5	12.5	29.7	17.1	0	0	0	21	11	25	40	0	20.303341	-20.303341	0	267.69022
2014-10-23 15:00:00	250.062298817248	46.8	23.128	16.072	12.5	12.5	29.7	17.1	0	0	0	21	11	25	40	0	4.7377012	-4.7377012	0	272.42792
2014-10-23 16:00:00	243.977471189216	37.2	13.57	9.43	12.5	12.5	29.7	17.1	0	0	0	21	11	25	40	0	0	0	14.977471	257.45045
2014-10-23 17:00:00	246.076087425256	25.2	5.074	3.526	12.5	12.5	29.7	17.1	0	0	0	21	11	25	40	0	0	0	43.476087	213.97436
2014-10-23 18:00:00	277.752438568136	16.8	0.354	0.246	12.5	12.5	29.7	17.1	0	0	0	21	11	25	40	0	0	0	91.552439	122.42192
2014-10-23 19:00:00	275.656141245064	15.8	0	0	12.5	12.5	29.7	17.1	0	0	0	21	11	25	40	0	0	0	91.056141	31.365782
2014-10-23 20:00:00	265.165378977832	17.4	0	0	12.5	12.5	29.7	17.1	20	20	7.5995969	21	11	25	40	0	0	0	31.365782	0
2014-10-23 21:00:00	248.383405828416	20.4	0	0	12.5	12.5	29.7	17.1	20	20	19.183406	21	11	25	40	0	0	0	0	0
2014-10-23 22:00:00	239.991259797224	24.2	0	0	12.5	12.5	29.7	17.1	20	20	6.9912598	21	11	25	40	0	0	0	0	0
2014-10-23 23:00:00	225.8621230832	29.2	0	0	12.5	12.5	29.7	17.1	0	20	7.8621231	21	11	25	40	0	0	0	0	0
2014-10-24 00:00:00	213.5718843528	32.4	0	0	12.5	12.5	29.7	17.1	0	0	12.371884	21	11	25	40	0	0	0	0	0
2014-10-24 01:00:00	205.6875802616	32.4	0	0	12.5	12.5	29.7	17.1	4.4875803	0	0	21	11	25	40	0	0	0	0	0
2014-10-24 02:00:00	205.223797668	31.6	0	0	12.5	12.5	29.7	17.1	0	4.8237977	0	21	11	25	40	0	0	0	0	0
2014-10-24 03:00:00	199.6584065448	32.4	0	0	12.5	12.5	29.7	17.1	0	0	0	19.458407	11	25	40	0	0	0	0	0
2014-10-24 04:00:00	195.2524719056	33.4	0	0	12.5	12.5	29.7	17.1	0	0	0	14.052472	11	25	40	0	0	0	0	0
2014-10-24 05:00:00	199.426515248	37.6	0	0	12.5	12.5	29.7	17.1	0	0	0	14.026515	11	25	40	0	0	0	0	0
2014-10-24 06:00:00	197.3394935768	44	0	0	12.5	12.5	29.7	17.1	0	0	0	5.5394936	11	25	40	0	0	0	0	0
2014-10-24 07:00:00	222.8475362248	51	2.124	1.476	12.5	12.5	29.7	17.1	0	0	0	20.447536	11	25	40	0	0	0	0	0
2014-10-24 08:00:00	246.704512839584	58.6	16.52	11.48	12.5	12.5	29.7	17.1	0	0	0	12.304513	11	25	40	0	0	0	0	0

## 13_CS_Shortage
time/hrs	BB_Load	BB_utility_scale_wind	BB_utility_scale_solar	BB_distributed_scale_solar	BB_pp_SG_LSD_D10	BB_pp_SG_LSD_D13	BB_pp_SG_LSD_D14	BB_pp_SG_MSD_D17	BB_pp_SW_SCGT_GT04	BB_pp_SW_SCGT_GT06	BB_pp_SW_SCGT_GT05	BB_pp_SW_SCGT_GT03	BB_pp_WTE_combustion	BB_pp_anaerobic_digestion	BB_shortage	BB_Bus_el to BB_storage_pump_hydro	(Neg) BB_Bus_el to BB_storage_pump_hydro	BB_storage_pump_hydro to BB_Bus_el	Pump Capacity
2014-10-17 08:00:00	246.704512839584	0	34.76752	24.16048	12.5	12.5	29.7	17.1	20	20	20	13	11	26	5.9765128	0	0	0	0
2014-10-17 09:00:00	258.243423768352	0.232	61.86976	42.99424	12.5	12.5	29.7	17.1	20	20	20	13	11	26	0	28.652576	-28.652576	0	28.652576
2014-10-17 10:00:00	263.488804901968	1.624	82.53864	57.35736	12.5	12.5	29.7	17.1	20	20	20	13	11	26	0	59.831195	-59.831195	0	88.483771
2014-10-17 11:00:00	262.018614080256	2.784	94.99472	66.01328	12.5	12.5	29.7	17.1	20	20	20	13	11	26	0	83.573386	-83.573386	0	172.05716
2014-10-17 12:00:00	261.598890833048	3.248	101.9756	70.8644	12.5	12.5	29.7	17.1	20	20	20	13	11	26	0	96.289109	-96.289109	0	268.34627
2014-10-17 13:00:00	258.66314701556	3.248	102.24936	71.05464	12.5	12.5	29.7	17.1	20	20	20	13	11	26	0	99.688853	-99.688853	0	368.03512
2014-10-17 14:00:00	255.096658870776	3.016	95.816	66.584	12.5	12.5	29.7	17.1	20	20	20	13	11	26	0	92.119341	-92.119341	0	460.15446
2014-10-17 15:00:00	250.062298817248	2.784	82.26488	57.16712	12.5	12.5	29.7	17.1	20	20	20	13	11	26	0	73.953701	-73.953701	0	534.10816
2014-10-17 16:00:00	243.977471189216	3.016	62.69104	43.56496	12.5	12.5	29.7	17.1	20	20	20	13	11	26	0	47.094529	-47.094529	0	581.20269
2014-10-17 17:00:00	246.076087425256	3.944	35.86256	24.92144	12.5	12.5	29.7	17.1	20	20	20	13	11	26	0	0.45191257	-0.45191257	0	581.6546
2014-10-17 18:00:00	277.752438568136	3.944	5.33832	3.70968	12.5	12.5	29.7	17.1	20	20	20	13	11	26	0	0	0	82.960439	498.69416
2014-10-17 19:00:00	275.656141245064	3.712	0	0	12.5	12.5	29.7	17.1	20	20	20	13	11	26	0	0	0	90.144141	408.55002
2014-10-17 20:00:00	265.165378977832	3.248	0	0	12.5	12.5	29.7	17.1	20	20	20	13	11	26	0	0	0	80.117379	328.43264
2014-10-17 21:00:00	248.383405828416	2.784	0	0	12.5	12.5	29.7	17.1	20	20	20	13	11	26	0	0	0	63.799406	264.63324
2014-10-17 22:00:00	239.991259797224	1.16	0	0	12.5	12.5	29.7	17.1	20	20	20	13	11	26	0	0	0	57.03126	207.60198
2014-10-17 23:00:00	225.8621230832	0.928	0	0	12.5	12.5	29.7	17.1	20	20	20	13	11	26	0	0	0	43.134123	164.46786
2014-10-18 00:00:00	208.4702758232	0.464	0	0	12.5	12.5	29.7	17.1	20	20	20	13	11	26	0	0	0	26.206276	138.26158
2014-10-18 01:00:00	204.064341184	0.232	0	0	12.5	12.5	29.7	17.1	20	20	20	13	11	26	0	0	0	22.032341	116.22924
2014-10-18 02:00:00	196.8757109832	0	0	0	12.5	12.5	29.7	17.1	20	20	20	13	11	26	0	0	0	15.075711	101.15353
2014-10-18 03:00:00	196.8757109832	0	0	0	12.5	12.5	29.7	17.1	20	20	20	13	11	26	0	0	0	15.075711	86.077817
2014-10-18 04:00:00	202.2092108096	0	0	0	12.5	12.5	29.7	17.1	20	20	20	13	11	26	0	0	0	20.409211	65.668606
2014-10-18 05:00:00	221.456188444	0	0	0	12.5	12.5	29.7	17.1	20	20	20	13	11	26	0	0	0	39.656188	26.012417
2014-10-18 06:00:00	235.587644070992	0	0	0	12.5	12.5	29.7	17.1	20	20	20	13	11	26	27.775227	0	0	26.012417	0
2014-10-18 07:00:00	265.37640005792	0	6.844	4.756	12.5	12.5	29.7	17.1	20	20	20	13	11	26	71.9764	0	0	0	0
2014-10-18 08:00:00	292.018391147272	0	35.17816	24.44584	12.5	12.5	29.7	17.1	20	20	20	13	11	26	50.594391	0	0	0	0
2014-10-18 09:00:00	304.605450737576	0	61.86976	42.99424	12.5	12.5	29.7	17.1	20	20	20	13	11	26	17.941451	0	0	0	0
2014-10-18 10:00:00	308.800364296688	0.696	81.85424	56.88176	12.5	12.5	29.7	17.1	20	20	20	13	11	26	0	12.431636	-12.431636	0	12.431636
2014-10-18 11:00:00	310.898980532728	1.856	94.03656	65.34744	12.5	12.5	29.7	17.1	20	20	20	13	11	26	0	32.141019	-32.141019	0	44.572655
2014-10-18 12:00:00	310.898980532728	2.088	101.42808	70.48392	12.5	12.5	29.7	17.1	20	20	20	13	11	26	0	44.901019	-44.901019	0	89.473675
2014-10-18 13:00:00	314.045745430304	2.32	100.74368	70.00832	12.5	12.5	29.7	17.1	20	20	20	13	11	26	0	40.826255	-40.826255	0	130.29993
2014-10-18 14:00:00	306.704066973616	2.088	93.7628	65.1572	12.5	12.5	29.7	17.1	20	20	20	13	11	26	0	36.103933	-36.103933	0	166.40386
2014-10-18 15:00:00	298.311920942424	1.624	78.56912	54.59888	12.5	12.5	29.7	17.1	20	20	20	13	11	26	0	18.280079	-18.280079	0	184.68394
2014-10-18 16:00:00	277.124013153808	2.088	57.90024	40.23576	12.5	12.5	29.7	17.1	20	20	20	13	11	26	0	4.8999868	-4.8999868	0	189.58393
2014-10-18 17:00:00	268.731867122616	3.248	31.75616	22.06784	12.5	12.5	29.7	17.1	20	20	20	13	11	26	0	0	0	29.859867	159.72406
2014-10-18 18:00:00	297.892197695216	5.104	4.1064	2.8536	12.5	12.5	29.7	17.1	20	20	20	13	11	26	48.842676	0	0	55.185521	104.53854
2014-10-18 19:00:00	293.066539808808	6.728	0	0	12.5	12.5	29.7	17.1	20	20	20	13	11	26	0	0	0	104.53854	0
2014-10-18 20:00:00	278.383182895432	7.424	0	0	12.5	12.5	29.7	17.1	20	20	20	13	11	26	89.159183	0	0	0	0
2014-10-18 21:00:00	258.452125935472	6.96	0	0	12.5	12.5	29.7	17.1	20	20	20	13	11	26	69.692126	0	0	0	0
2014-10-18 22:00:00	236.427090565408	4.872	0	0	12.5	12.5	29.7	17.1	20	20	20	13	11	26	49.755091	0	0	0	0
2014-10-18 23:00:00	224.934557896	3.48	0	0	12.5	12.5	29.7	17.1	20	20	20	13	11	26	39.654558	0	0	0	0
2014-10-19 00:00:00	208.4702758232	2.784	0	0	12.5	12.5	29.7	17.1	20	20	20	13	11	26	23.886276	0	0	0	0
2014-10-19 01:00:00	204.064341184	2.32	0	0	12.5	12.5	29.7	17.1	20	20	20	13	11	26	19.944341	0	0	0	0
2014-10-19 02:00:00	196.8757109832	1.624	0	0	12.5	12.5	29.7	17.1	20	20	20	13	11	26	13.451711	0	0	0	0
2014-10-19 03:00:00	196.8757109832	0.696	0	0	12.5	12.5	29.7	17.1	20	20	20	13	11	26	14.379711	0	0	0	0
2014-10-19 04:00:00	202.2092108096	0.232	0	0	12.5	12.5	29.7	17.1	20	20	20	13	11	26	20.177211	0	0	0	0
2014-10-19 05:00:00	221.456188444	0	0	0	12.5	12.5	29.7	17.1	20	20	20	13	11	26	39.656188	0	0	0	0
2014-10-19 06:00:00	235.587644070992	0	0	0	12.5	12.5	29.7	17.1	20	20	20	13	11	26	53.787644	0	0	0	0
2014-10-19 07:00:00	265.37640005792	0	4.65392	3.23408	12.5	12.5	29.7	17.1	20	20	20	13	11	26	75.6884	0	0	0	0
2014-10-19 08:00:00	292.018391147272	0	25.3228	17.5972	12.5	12.5	29.7	17.1	20	20	20	13	11	26	67.298391	0	0	0	0
2014-10-19 09:00:00	304.605450737576	0	46.26544	32.15056	12.5	12.5	29.7	17.1	20	20	20	13	11	26	44.389451	0	0	0	0
2014-10-19 10:00:00	308.800364296688	0.464	67.61872	46.98928	12.5	12.5	29.7	17.1	20	20	20	13	11	26	11.928364	0	0	0	0
2014-10-19 11:00:00	310.898980532728	2.784	86.50816	60.11584	12.5	12.5	29.7	17.1	20	20	20	13	11	26	0	20.309019	-20.309019	0	20.309019
2014-10-19 12:00:00	310.898980532728	7.192	95.816	66.584	12.5	12.5	29.7	17.1	20	20	20	13	11	26	0	40.493019	-40.493019	0	60.802039
2014-10-19 13:00:00	314.045745430304	11.6	94.72096	65.82304	12.5	12.5	29.7	17.1	20	20	20	13	11	26	0	39.898255	-39.898255	0	100.70029
2014-10-19 14:00:00	306.704066973616	15.776	84.59184	58.78416	12.5	12.5	29.7	17.1	20	20	20	13	11	26	0	34.247933	-34.247933	0	134.94823
2014-10-19 15:00:00	298.311920942424	19.488	62.2804	43.2796	12.5	12.5	29.7	17.1	20	20	20	13	11	26	0	8.5360791	-8.5360791	0	143.48431
2014-10-19 16:00:00	277.124013153808	22.04	35.04128	24.35072	12.5	12.5	29.7	17.1	20	20	20	13	11	26	0	0	0	13.892013	129.59229
2014-10-19 17:00:00	268.731867122616	22.504	14.78304	10.27296	12.5	12.5	29.7	17.1	20	20	20	13	11	26	0	0	0	39.371867	90.220425
2014-10-19 18:00:00	297.892197695216	21.576	1.77944	1.23656	12.5	12.5	29.7	17.1	20	20	20	13	11	26	1.2797724	0	0	90.220425	0
2014-10-19 19:00:00	293.066539808808	22.504	0	0	12.5	12.5	29.7	17.1	20	20	20	13	11	26	88.76254	0	0	0	0
2014-10-19 20:00:00	278.383182895432	24.592	0	0	12.5	12.5	29.7	17.1	20	20	20	13	11	26	71.991183	0	0	0	0
2014-10-19 21:00:00	258.452125935472	27.376	0	0	12.5	12.5	29.7	17.1	20	20	20	13	11	26	49.276126	0	0	0	0
2014-10-19 22:00:00	236.427090565408	28.304	0	0	12.5	12.5	29.7	17.1	20	20	20	13	11	26	26.323091	0	0	0	0
2014-10-19 23:00:00	224.934557896	28.768	0	0	12.5	12.5	29.7	17.1	20	20	20	13	11	26	14.366558	0	0	0	0
2014-10-20 00:00:00	208.4702758232	30.392	0	0	12.5	12.5	29.7	17.1	20	20	20	13	11	26	0	3.7217242	-3.7217242	0	3.7217242
2014-10-20 01:00:00	204.064341184	28.072	0	0	12.5	12.5	29.7	17.1	20	20	20	13	11	26	0	5.8076588	-5.8076588	0	9.529383
2014-10-20 02:00:00	196.8757109832	21.808	0	0	12.5	12.5	29.7	17.1	20	20	20	13	11	26	0	6.732289	-6.732289	0	16.261672
2014-10-20 03:00:00	196.8757109832	15.776	0	0	12.5	12.5	29.7	17.1	20	20	20	13	11	26	0	0.70028902	-0.70028902	0	16.961961
2014-10-20 04:00:00	202.2092108096	10.672	0	0	12.5	12.5	29.7	17.1	20	20	20	13	11	26	0	0	0	9.7372108	7.2247502
2014-10-20 05:00:00	221.456188444	7.888	0	0	12.5	12.5	29.7	17.1	20	20	20	13	11	26	24.543438	0	0	7.2247502	0
2014-10-20 06:00:00	235.587644070992	8.816	0	0	12.5	12.5	29.7	17.1	20	20	20	13	11	26	44.971644	0	0	0	0
2014-10-20 07:00:00	265.37640005792	13.224	4.1064	2.8536	12.5	12.5	29.7	17.1	20	20	20	13	11	26	63.3924	0	0	0	0
2014-10-20 08:00:00	292.018391147272	19.488	25.45968	17.69232	12.5	12.5	29.7	17.1	20	20	20	13	11	26	47.578391	0	0	0	0
2014-10-20 09:00:00	304.605450737576	27.84	48.04488	33.38712	12.5	12.5	29.7	17.1	20	20	20	13	11	26	13.533451	0	0	0	0
2014-10-20 10:00:00	308.800364296688	35.496	68.44	47.56	12.5	12.5	29.7	17.1	20	0	15.504364	13	11	26	0	0	0	0	0
2014-10-20 11:00:00	310.898980532728	40.368	80.89608	56.21592	12.5	12.5	29.7	17.1	20	0	18.720712	13	11	26	0	27.101731	-27.101731	0	27.101731
2014-10-20 12:00:00	310.898980532728	41.528	85.82376	59.64024	12.5	12.5	29.7	17.1	20	20	20	13	11	26	0	57.893019	-57.893019	0	84.994751
2014-10-20 13:00:00	314.045745430304	40.368	81.85424	56.88176	12.5	12.5	29.7	17.1	20	20	20	13	11	26	0	46.858255	-46.858255	0	131.85301
2014-10-20 14:00:00	306.704066973616	36.888	73.2308	50.8892	12.5	12.5	29.7	17.1	20	20	20	13	11	26	0	36.103933	-36.103933	0	167.95694
2014-10-20 15:00:00	298.311920942424	34.104	61.86976	42.99424	12.5	12.5	29.7	17.1	20	20	20	13	11	26	0	22.456079	-22.456079	0	190.41302
2014-10-20 16:00:00	277.124013153808	35.264	44.21224	30.72376	12.5	12.5	29.7	17.1	20	20	20	13	11	26	0	14.875987	-14.875987	0	205.289
2014-10-20 17:00:00	268.731867122616	38.512	23.81712	16.55088	12.5	12.5	29.7	17.1	20	20	20	13	11	26	0	0	0	8.0518671	197.23714
2014-10-20 18:00:00	297.892197695216	43.152	3.01136	2.09264	12.5	12.5	29.7	17.1	20	20	20	13	11	26	0	0	0	67.836198	129.40094
2014-10-20 19:00:00	293.066539808808	49.648	0	0	12.5	12.5	29.7	17.1	20	20	20	13	11	26	0	0	0	61.61854	67.782399
2014-10-20 20:00:00	278.383182895432	53.592	0	0	12.5	12.5	29.7	17.1	20	20	20	13	11	26	0	0	0	42.991183	24.791217
2014-10-20 21:00:00	258.452125935472	53.824	0	0	12.5	12.5	29.7	17.1	20	20	20	13	11	26	0	0	0	22.828126	1.9630906
2014-10-20 22:00:00	236.427090565408	52.664	0	0	12.5	12.5	29.7	17.1	20	20	20	13	11	26	0	0	0	1.9630906	0
2014-10-20 23:00:00	224.934557896	51.272	0	0	12.5	12.5	29.7	17.1	20	11.862558	20	13	11	26	0	0	0	0	0
2014-10-21 00:00:00	208.4702758232	49.416	0	0	12.5	12.5	29.7	17.1	20	17.254276	0	13	11	26	0	0	0	0	0
2014-10-21 01:00:00	204.064341184	44.544	0	0	12.5	12.5	29.7	17.1	20	17.720341	0	13	11	26	0	0	0	0	0
2014-10-21 02:00:00	196.8757109832	39.904	0	0	12.5	12.5	29.7	17.1	20	2.6072565	20	13	11	26	0	7.4355455	-7.4355455	0	7.4355455
2014-10-21 03:00:00	196.8757109832	35.728	0	0	12.5	12.5	29.7	17.1	20	20	20	13	11	26	0	20.652289	-20.652289	0	28.087835
2014-10-21 04:00:00	202.2092108096	33.64	0	0	12.5	12.5	29.7	17.1	20	20	20	13	11	26	0	13.230789	-13.230789	0	41.318624
2014-10-21 05:00:00	221.456188444	36.424	0	0	12.5	12.5	29.7	17.1	20	20	20	13	11	26	0	0	0	3.2321884	38.086435
2014-10-21 06:00:00	235.587644070992	43.384	0	0	12.5	12.5	29.7	17.1	20	20	20	13	11	26	0	0	0	10.403644	27.682791
2014-10-21 07:00:00	265.37640005792	52.664	4.1064	2.8536	12.5	12.5	29.7	17.1	20	20	20	13	11	26	0	0	0	23.9524	3.7303911
2014-10-21 08:00:00	292.018391147272	61.944	26.28096	18.26304	12.5	12.5	29.7	17.1	20	20	20	13	11	26	0	0	0	3.7303911	0
2014-10-21 09:00:00	304.605450737576	71.688	52.97256	36.81144	12.5	12.5	29.7	17.1	0	20	1.3334507	13	11	26	0	0	0	0	0
2014-10-21 10:00:00	308.800364296688	82.36	72.13576	50.12824	12.5	12.5	29.7	17.1	0	0	0	13	11	26	0	17.623636	-17.623636	0	17.623636
2014-10-21 11:00:00	310.898980532728	91.408	85.13936	59.16464	12.5	12.5	29.7	17.1	0	0	0	13	11	26	0	46.613019	-46.613019	0	64.236655
2014-10-21 12:00:00	310.898980532728	100.224	90.75144	63.06456	12.5	12.5	29.7	17.1	0	0	0	13	11	26	0	64.941019	-64.941019	0	129.17767
2014-10-21 13:00:00	314.045745430304	107.88	88.01384	61.16216	12.5	12.5	29.7	17.1	0	0	0	13	11	26	0	64.810255	-64.810255	0	193.98793
2014-10-21 14:00:00	306.704066973616	112.52	79.11664	54.97936	12.5	12.5	29.7	17.1	0	0	0	13	11	26	0	61.711933	-61.711933	0	255.69986
2014-10-21 15:00:00	298.311920942424	112.056	62.69104	43.56496	12.5	12.5	29.7	17.1	0	0	0	13	11	26	0	41.800079	-41.800079	0	297.49994
2014-10-21 16:00:00	277.124013153808	108.344	43.66472	30.34328	12.5	12.5	29.7	17.1	0	0	0	13	11	26	0	27.027987	-27.027987	0	324.52793
2014-10-21 17:00:00	268.731867122616	103.704	24.50152	17.02648	12.5	12.5	29.7	17.1	0	0	0	13	11	26	0	0	0	1.6998671	322.82806
2014-10-21 18:00:00	297.892197695216	98.832	3.422	2.378	12.5	12.5	29.7	17.1	0	0	0	13	11	26	0	0	0	71.460198	251.36786
2014-10-21 19:00:00	293.066539808808	96.048	0	0	12.5	12.5	29.7	17.1	0	0	0	13	11	26	0	0	0	75.21854	176.14932
2014-10-21 20:00:00	278.383182895432	91.64	0	0	12.5	12.5	29.7	17.1	0	0	0	13	11	26	0	0	0	64.943183	111.20614
2014-10-21 21:00:00	258.452125935472	84.448	0	0	12.5	12.5	29.7	17.1	0	0	0	13	11	26	0	0	0	52.204126	59.002015
2014-10-21 22:00:00	236.427090565408	77.488	0	0	12.5	12.5	29.7	17.1	6.6144886	0	0	13	11	26	0	0	0	30.524602	28.477413
2014-10-21 23:00:00	224.934557896	72.616	0	0	12.5	12.5	29.7	17.1	0	20	10.518558	13	11	26	0	0	0	0	28.477413
2014-10-22 00:00:00	208.4702758232	68.672	0	0	12.5	12.5	29.7	17.1	17.998276	0	0	13	11	26	0	0	0	0	28.477413
2014-10-22 01:00:00	204.064341184	63.8	0	0	12.5	12.5	29.7	17.1	20	20	20	13	11	26	0	41.535659	-41.535659	0	70.013072
2014-10-22 02:00:00	196.8757109832	56.376	0	0	12.5	12.5	29.7	17.1	20	20	20	13	11	26	0	41.300289	-41.300289	0	111.31336
2014-10-22 03:00:00	196.8757109832	48.952	0	0	12.5	12.5	29.7	17.1	20	20	20	13	11	26	0	33.876289	-33.876289	0	145.18965
2014-10-22 04:00:00	202.2092108096	43.384	0	0	12.5	12.5	29.7	17.1	20	20	20	13	11	26	0	22.974789	-22.974789	0	168.16444
2014-10-22 05:00:00	221.456188444	39.44	0	0	12.5	12.5	29.7	17.1	20	20	20	13	11	26	0	0	0	0.21618844	167.94825
2014-10-22 06:00:00	235.587644070992	35.96	0	0	12.5	12.5	29.7	17.1	20	20	20	13	11	26	0	0	0	17.827644	150.12061
2014-10-22 07:00:00	265.37640005792	32.248	1.77944	1.23656	12.5	12.5	29.7	17.1	20	20	20	13	11	26	0	0	0	48.3124	101.80821
2014-10-22 08:00:00	292.018391147272	32.944	13.0036	9.0364	12.5	12.5	29.7	17.1	20	20	20	13	11	26	0	0	0	55.234391	46.573815
2014-10-22 09:00:00	304.605450737576	39.904	26.6916	18.5484	12.5	12.5	29.7	17.1	20	20	20	13	11	26	0	0	0	37.661451	8.9123643
2014-10-22 10:00:00	308.800364296688	52.664	38.60016	26.82384	12.5	12.5	29.7	17.1	20	20	20	13	11	26	0	0	0	8.9123643	0
2014-10-22 11:00:00	310.898980532728	79.576	45.71792	31.77008	12.5	12.5	29.7	17.1	0	12.034981	20	13	11	26	0	0	0	0	0
2014-10-22 12:00:00	310.898980532728	111.592	48.5924	33.7676	12.5	12.5	29.7	17.1	0	0	0	13	11	26	0	4.8530195	-4.8530195	0	4.8530195
2014-10-22 13:00:00	314.045745430304	133.864	47.2236	32.8164	12.5	12.5	29.7	17.1	0	0	0	13	11	26	0	21.658255	-21.658255	0	26.511274
2014-10-22 14:00:00	306.704066973616	137.112	43.25408	30.05792	12.5	12.5	29.7	17.1	0	0	0	13	11	26	0	25.519933	-25.519933	0	52.031207
2014-10-22 15:00:00	298.311920942424	129.92	30.1136	20.9264	12.5	12.5	29.7	17.1	0	0	0	13	11	26	0	4.4480791	-4.4480791	0	56.479286
2014-10-22 16:00:00	277.124013153808	122.496	20.12136	13.98264	12.5	12.5	29.7	17.1	0	0	0	13	11	26	0	1.2759868	-1.2759868	0	57.755273
2014-10-22 17:00:00	268.731867122616	115.768	7.39152	5.13648	12.5	12.5	29.7	17.1	0	0	0	13	11	26	0	0	0	18.635867	39.119406
2014-10-22 18:00:00	297.892197695216	109.04	0.54752	0.38048	12.5	12.5	29.7	17.1	0	13.639332	20	13	11	26	0	0	0	32.484866	6.6345398
2014-10-22 19:00:00	293.066539808808	104.632	0	0	12.5	12.5	29.7	17.1	20	20	20	13	11	26	0	0	0	6.6345398	0
2014-10-22 20:00:00	278.383182895432	99.528	0	0	12.5	12.5	29.7	17.1	20	20	17.055183	13	11	26	0	0	0	0	0
2014-10-22 21:00:00	258.452125935472	90.712	0	0	12.5	12.5	29.7	17.1	20	20	5.9401259	13	11	26	0	0	0	0	0
2014-10-22 22:00:00	236.427090565408	83.984	0	0	12.5	12.5	29.7	17.1	20	0	10.643091	13	11	26	0	0	0	0	0
2014-10-22 23:00:00	224.934557896	82.36	0	0	12.5	12.5	29.7	17.1	20	0.7745579	0	13	11	26	0	0	0	0	0
2014-10-23 00:00:00	213.5718843528	97.44	0	0	12.5	12.5	29.7	17.1	0	0	0	13	11	26	0	5.6681156	-5.6681156	0	5.6681156
2014-10-23 01:00:00	205.6875802616	106.024	0	0	12.5	12.5	29.7	17.1	0	0	0	13	11	26	0	22.13642	-22.13642	0	27.804535
2014-10-23 02:00:00	205.223797668	68.208	0	0	12.5	12.5	29.7	17.1	20	5.572343	20	13	11	26	0	30.356545	-30.356545	0	58.161081
2014-10-23 03:00:00	199.6584065448	42.456	0	0	12.5	12.5	29.7	17.1	20	20	20	13	11	26	0	24.597593	-24.597593	0	82.758674
2014-10-23 04:00:00	195.2524719056	37.816	0	0	12.5	12.5	29.7	17.1	20	20	20	13	11	26	0	24.363528	-24.363528	0	107.1222
2014-10-23 05:00:00	199.426515248	32.48	0	0	12.5	12.5	29.7	17.1	20	20	20	13	11	26	0	14.853485	-14.853485	0	121.97569
2014-10-23 06:00:00	197.3394935768	28.304	0	0	12.5	12.5	29.7	17.1	20	20	20	13	11	26	0	12.764506	-12.764506	0	134.74019
2014-10-23 07:00:00	222.8475362248	28.304	1.09504	0.76096	12.5	12.5	29.7	17.1	20	20	20	13	11	26	0	0	0	10.887536	123.85266
2014-10-23 08:00:00	246.704512839584	28.072	10.40288	7.22912	12.5	12.5	29.7	17.1	20	20	20	13	11	26	0	0	0	19.200513	104.65214
2014-10-23 09:00:00	258.243423768352	27.144	22.72208	15.78992	12.5	12.5	29.7	17.1	20	20	20	13	11	26	0	0	0	10.787424	93.864721
2014-10-23 10:00:00	263.488804901968	29.464	35.45192	24.63608	12.5	12.5	29.7	17.1	20	20	20	13	11	26	0	7.8631951	-7.8631951	0	101.72792
2014-10-23 11:00:00	262.018614080256	37.352	45.99168	31.96032	12.5	12.5	29.7	17.1	20	20	20	13	11	26	0	35.085386	-35.085386	0	136.8133
2014-10-23 12:00:00	261.598890833048	45.704	48.04488	33.38712	12.5	12.5	29.7	17.1	20	20	20	13	11	26	0	47.337109	-47.337109	0	184.15041
2014-10-23 13:00:00	258.66314701556	51.968	43.66472	30.34328	12.5	12.5	29.7	17.1	20	20	20	13	11	26	0	49.112853	-49.112853	0	233.26326
2014-10-23 14:00:00	255.096658870776	56.376	39.6952	27.5848	12.5	12.5	29.7	17.1	20	20	20	13	11	26	0	50.359341	-50.359341	0	283.6226
2014-10-23 15:00:00	250.062298817248	54.288	26.82848	18.64352	12.5	12.5	29.7	17.1	20	20	20	13	11	26	0	31.497701	-31.497701	0	315.12031
2014-10-23 16:00:00	243.977471189216	43.152	15.7412	10.9388	12.5	12.5	29.7	17.1	20	20	20	13	11	26	0	7.6545288	-7.6545288	0	322.77483
2014-10-23 17:00:00	246.076087425256	29.232	5.88584	4.09016	12.5	12.5	29.7	17.1	20	20	20	13	11	26	0	0	0	25.068087	297.70675
2014-10-23 18:00:00	277.752438568136	19.488	0.41064	0.28536	12.5	12.5	29.7	17.1	20	20	20	13	11	26	0	0	0	75.768439	221.93831
2014-10-23 19:00:00	275.656141245064	18.328	0	0	12.5	12.5	29.7	17.1	20	20	20	13	11	26	0	0	0	75.528141	146.41017
2014-10-23 20:00:00	265.165378977832	20.184	0	0	12.5	12.5	29.7	17.1	20	20	20	13	11	26	0	0	0	63.181379	83.228789
2014-10-23 21:00:00	248.383405828416	23.664	0	0	12.5	12.5	29.7	17.1	20	20	20	13	11	26	0	0	0	42.919406	40.309383
2014-10-23 22:00:00	239.991259797224	28.072	0	0	12.5	12.5	29.7	17.1	20	20	20	13	11	26	0	0	0	30.11926	10.190123
2014-10-23 23:00:00	225.8621230832	33.872	0	0	12.5	12.5	29.7	17.1	20	20	20	13	11	26	0	0	0	10.190123	0
2014-10-24 00:00:00	213.5718843528	37.584	0	0	12.5	12.5	29.7	17.1	20	14.187884	20	13	11	26	0	0	0	0	0
2014-10-24 01:00:00	205.6875802616	37.584	0	0	12.5	12.5	29.7	17.1	20	20	6.3035803	13	11	26	0	0	0	0	0
2014-10-24 02:00:00	205.223797668	36.656	0	0	12.5	12.5	29.7	17.1	20	20	6.7677977	13	11	26	0	0	0	0	0
2014-10-24 03:00:00	199.6584065448	37.584	0	0	12.5	12.5	29.7	17.1	0.27440654	20	20	13	11	26	0	0	0	0	0
2014-10-24 04:00:00	195.2524719056	38.744	0	0	12.5	12.5	29.7	17.1	20	14.708472	0	13	11	26	0	0	0	0	0
2014-10-24 05:00:00	199.426515248	43.616	0	0	12.5	12.5	29.7	17.1	0	20	14.010515	13	11	26	0	0	0	0	0
2014-10-24 06:00:00	197.3394935768	51.04	0	0	12.5	12.5	29.7	17.1	4.4994936	20	0	13	11	26	0	0	0	0	0
2014-10-24 07:00:00	222.8475362248	59.16	2.46384	1.71216	12.5	12.5	29.7	17.1	0	17.711536	20	13	11	26	0	0	0	0	0
2014-10-24 08:00:00	246.704512839584	67.976	19.1632	13.3168	12.5	12.5	29.7	17.1	0	4.4485128	20	13	11	26	0	0	0	0	0

## 13-BG 25MW
time/hrs	BB_Load	BB_utility_scale_wind	BB_utility_scale_solar	BB_distributed_scale_solar	BB_pp_SG_LSD_D10	BB_pp_SG_LSD_D13	BB_pp_SG_LSD_D14	BB_pp_SG_MSD_D17	BB_pp_SW_SCGT_GT04	BB_pp_SW_SCGT_GT06	BB_pp_SW_SCGT_GT05	BB_pp_SW_SCGT_GT03	BB_pp_bagasse	BB_pp_WTE_combustion	BB_pp_anaerobic_digestion	BB_shortage	BB_Bus_el to BB_storage_pump_hydro	(Neg) BB_Bus_el to BB_storage_pump_hydro	BB_storage_pump_hydro to BB_Bus_el	Pump Capacity
2014-10-17 08:00:00	246.704512839584	0	34.76752	24.16048	12.5	12.5	29.7	17.1	20	0.97651284	20	13	25	11	26	0	0	0	0	0
2014-10-17 09:00:00	258.243423768352	0.232	61.86976	42.99424	12.5	12.5	29.7	17.1	6.3474238	0	0	13	25	11	26	0	0	0	0	0
2014-10-17 10:00:00	263.488804901968	1.624	82.53864	57.35736	12.5	12.5	29.7	17.1	0	0	0	13	25	11	26	0	24.831195	-24.831195	0	24.831195
2014-10-17 11:00:00	262.018614080256	2.784	94.99472	66.01328	12.5	12.5	29.7	17.1	0	0	0	13	25	11	26	0	48.573386	-48.573386	0	73.404581
2014-10-17 12:00:00	261.598890833048	3.248	101.9756	70.8644	12.5	12.5	29.7	17.1	0	0	0	13	25	11	26	0	61.289109	-61.289109	0	134.69369
2014-10-17 13:00:00	258.66314701556	3.248	102.24936	71.05464	12.5	12.5	29.7	17.1	0	0	0	13	25	11	26	0	64.688853	-64.688853	0	199.38254
2014-10-17 14:00:00	255.096658870776	3.016	95.816	66.584	12.5	12.5	29.7	17.1	0	0	0	13	25	11	26	0	57.119341	-57.119341	0	256.50188
2014-10-17 15:00:00	250.062298817248	2.784	82.26488	57.16712	12.5	12.5	29.7	17.1	0	20	6.7030029	13	25	11	26	0	65.656704	-65.656704	0	322.15859
2014-10-17 16:00:00	243.977471189216	3.016	62.69104	43.56496	12.5	12.5	29.7	17.1	20	20	20	13	25	11	26	0	72.094529	-72.094529	0	394.25312
2014-10-17 17:00:00	246.076087425256	3.944	35.86256	24.92144	12.5	12.5	29.7	17.1	20	20	20	13	25	11	26	0	25.451913	-25.451913	0	419.70503
2014-10-17 18:00:00	277.752438568136	3.944	5.33832	3.70968	12.5	12.5	29.7	17.1	20	20	20	13	25	11	26	0	0	0	57.960439	361.74459
2014-10-17 19:00:00	275.656141245064	3.712	0	0	12.5	12.5	29.7	17.1	20	20	20	13	25	11	26	0	0	0	65.144141	296.60045
2014-10-17 20:00:00	265.165378977832	3.248	0	0	12.5	12.5	29.7	17.1	20	20	20	13	25	11	26	0	0	0	55.117379	241.48307
2014-10-17 21:00:00	248.383405828416	2.784	0	0	12.5	12.5	29.7	17.1	20	20	20	13	25	11	26	0	0	0	38.799406	202.68367
2014-10-17 22:00:00	239.991259797224	1.16	0	0	12.5	12.5	29.7	17.1	20	20	20	13	25	11	26	0	0	0	32.03126	170.65241
2014-10-17 23:00:00	225.8621230832	0.928	0	0	12.5	12.5	29.7	17.1	20	20	20	13	25	11	26	0	0	0	18.134123	152.51828
2014-10-18 00:00:00	208.4702758232	0.464	0	0	12.5	12.5	29.7	17.1	20	20	20	13	25	11	26	0	0	0	1.2062758	151.31201
2014-10-18 01:00:00	204.064341184	0.232	0	0	12.5	12.5	29.7	17.1	20	20	20	13	25	11	26	0	2.9676588	-2.9676588	0	154.27967
2014-10-18 02:00:00	196.8757109832	0	0	0	12.5	12.5	29.7	17.1	20	20	20	13	25	11	26	0	9.924289	-9.924289	0	164.20395
2014-10-18 03:00:00	196.8757109832	0	0	0	12.5	12.5	29.7	17.1	20	20	20	13	25	11	26	0	9.924289	-9.924289	0	174.12824
2014-10-18 04:00:00	202.2092108096	0	0	0	12.5	12.5	29.7	17.1	20	20	20	13	25	11	26	0	4.5907892	-4.5907892	0	178.71903
2014-10-18 05:00:00	221.456188444	0	0	0	12.5	12.5	29.7	17.1	20	20	20	13	25	11	26	0	0	0	14.656188	164.06284
2014-10-18 06:00:00	235.587644070992	0	0	0	12.5	12.5	29.7	17.1	20	20	20	13	25	11	26	0	0	0	28.787644	135.2752
2014-10-18 07:00:00	265.37640005792	0	6.844	4.756	12.5	12.5	29.7	17.1	20	20	20	13	25	11	26	0	0	0	46.9764	88.2988
2014-10-18 08:00:00	292.018391147272	0	35.17816	24.44584	12.5	12.5	29.7	17.1	20	20	20	13	25	11	26	0	0	0	25.594391	62.704409
2014-10-18 09:00:00	304.605450737576	0	61.86976	42.99424	12.5	12.5	29.7	17.1	20	20	20	13	25	11	26	0	7.0585493	-7.0585493	0	69.762958
2014-10-18 10:00:00	308.800364296688	0.696	81.85424	56.88176	12.5	12.5	29.7	17.1	20	20	20	13	25	11	26	0	37.431636	-37.431636	0	107.19459
2014-10-18 11:00:00	310.898980532728	1.856	94.03656	65.34744	12.5	12.5	29.7	17.1	20	20	20	13	25	11	26	0	57.141019	-57.141019	0	164.33561
2014-10-18 12:00:00	310.898980532728	2.088	101.42808	70.48392	12.5	12.5	29.7	17.1	20	20	20	13	25	11	26	0	69.901019	-69.901019	0	234.23663
2014-10-18 13:00:00	314.045745430304	2.32	100.74368	70.00832	12.5	12.5	29.7	17.1	20	20	20	13	25	11	26	0	65.826255	-65.826255	0	300.06289
2014-10-18 14:00:00	306.704066973616	2.088	93.7628	65.1572	12.5	12.5	29.7	17.1	20	20	20	13	25	11	26	0	61.103933	-61.103933	0	361.16682
2014-10-18 15:00:00	298.311920942424	1.624	78.56912	54.59888	12.5	12.5	29.7	17.1	20	20	20	13	25	11	26	0	43.280079	-43.280079	0	404.4469
2014-10-18 16:00:00	277.124013153808	2.088	57.90024	40.23576	12.5	12.5	29.7	17.1	20	20	20	13	25	11	26	0	29.899987	-29.899987	0	434.34689
2014-10-18 17:00:00	268.731867122616	3.248	31.75616	22.06784	12.5	12.5	29.7	17.1	20	20	20	13	25	11	26	0	0	0	4.8598671	429.48702
2014-10-18 18:00:00	297.892197695216	5.104	4.1064	2.8536	12.5	12.5	29.7	17.1	20	20	20	13	25	11	26	0	0	0	79.028198	350.45882
2014-10-18 19:00:00	293.066539808808	6.728	0	0	12.5	12.5	29.7	17.1	20	20	20	13	25	11	26	0	0	0	79.53854	270.92028
2014-10-18 20:00:00	278.383182895432	7.424	0	0	12.5	12.5	29.7	17.1	20	20	20	13	25	11	26	0	0	0	64.159183	206.7611
2014-10-18 21:00:00	258.452125935472	6.96	0	0	12.5	12.5	29.7	17.1	20	20	20	13	25	11	26	0	0	0	44.692126	162.06897
2014-10-18 22:00:00	236.427090565408	4.872	0	0	12.5	12.5	29.7	17.1	20	20	20	13	25	11	26	0	0	0	24.755091	137.31388
2014-10-18 23:00:00	224.934557896	3.48	0	0	12.5	12.5	29.7	17.1	20	20	20	13	25	11	26	0	0	0	14.654558	122.65932
2014-10-19 00:00:00	208.4702758232	2.784	0	0	12.5	12.5	29.7	17.1	20	20	20	13	25	11	26	0	1.1137242	-1.1137242	0	123.77305
2014-10-19 01:00:00	204.064341184	2.32	0	0	12.5	12.5	29.7	17.1	20	20	20	13	25	11	26	0	5.0556588	-5.0556588	0	128.82871
2014-10-19 02:00:00	196.8757109832	1.624	0	0	12.5	12.5	29.7	17.1	20	20	20	13	25	11	26	0	11.548289	-11.548289	0	140.377
2014-10-19 03:00:00	196.8757109832	0.696	0	0	12.5	12.5	29.7	17.1	20	20	20	13	25	11	26	0	10.620289	-10.620289	0	150.99729
2014-10-19 04:00:00	202.2092108096	0.232	0	0	12.5	12.5	29.7	17.1	20	20	20	13	25	11	26	0	4.8227892	-4.8227892	0	155.82007
2014-10-19 05:00:00	221.456188444	0	0	0	12.5	12.5	29.7	17.1	20	20	20	13	25	11	26	0	0	0	14.656188	141.16389
2014-10-19 06:00:00	235.587644070992	0	0	0	12.5	12.5	29.7	17.1	20	20	20	13	25	11	26	0	0	0	28.787644	112.37624
2014-10-19 07:00:00	265.37640005792	0	4.65392	3.23408	12.5	12.5	29.7	17.1	20	20	20	13	25	11	26	0	0	0	50.6884	61.687842
2014-10-19 08:00:00	292.018391147272	0	25.3228	17.5972	12.5	12.5	29.7	17.1	20	20	20	13	25	11	26	0	0	0	42.298391	19.389451
2014-10-19 09:00:00	304.605450737576	0	46.26544	32.15056	12.5	12.5	29.7	17.1	20	20	20	13	25	11	26	0	0	0	19.389451	0
2014-10-19 10:00:00	308.800364296688	0.464	67.61872	46.98928	12.5	12.5	29.7	17.1	20	6.9283643	20	13	25	11	26	0	0	0	0	0
2014-10-19 11:00:00	310.898980532728	2.784	86.50816	60.11584	12.5	12.5	29.7	17.1	14.690981	0	0	13	25	11	26	0	0	0	0	0
2014-10-19 12:00:00	310.898980532728	7.192	95.816	66.584	12.5	12.5	29.7	17.1	2.9417311	20	20	13	25	11	26	0	48.434751	-48.434751	0	48.434751
2014-10-19 13:00:00	314.045745430304	11.6	94.72096	65.82304	12.5	12.5	29.7	17.1	20	20	20	13	25	11	26	0	64.898255	-64.898255	0	113.33301
2014-10-19 14:00:00	306.704066973616	15.776	84.59184	58.78416	12.5	12.5	29.7	17.1	20	20	20	13	25	11	26	0	59.247933	-59.247933	0	172.58094
2014-10-19 15:00:00	298.311920942424	19.488	62.2804	43.2796	12.5	12.5	29.7	17.1	20	20	20	13	25	11	26	0	33.536079	-33.536079	0	206.11702
2014-10-19 16:00:00	277.124013153808	22.04	35.04128	24.35072	12.5	12.5	29.7	17.1	20	20	20	13	25	11	26	0	11.107987	-11.107987	0	217.225
2014-10-19 17:00:00	268.731867122616	22.504	14.78304	10.27296	12.5	12.5	29.7	17.1	20	20	20	13	25	11	26	0	0	0	14.371867	202.85314
2014-10-19 18:00:00	297.892197695216	21.576	1.77944	1.23656	12.5	12.5	29.7	17.1	20	20	20	13	25	11	26	0	0	0	66.500198	136.35294
2014-10-19 19:00:00	293.066539808808	22.504	0	0	12.5	12.5	29.7	17.1	20	20	20	13	25	11	26	0	0	0	63.76254	72.590399
2014-10-19 20:00:00	278.383182895432	24.592	0	0	12.5	12.5	29.7	17.1	20	20	20	13	25	11	26	0	0	0	46.991183	25.599217
2014-10-19 21:00:00	258.452125935472	27.376	0	0	12.5	12.5	29.7	17.1	20	20	20	13	25	11	26	0	0	0	24.276126	1.3230906
2014-10-19 22:00:00	236.427090565408	28.304	0	0	12.5	12.5	29.7	17.1	20	20	20	13	25	11	26	0	0	0	1.3230906	0
2014-10-19 23:00:00	224.934557896	28.768	0	0	12.5	12.5	29.7	17.1	20	9.3665579	20	13	25	11	26	0	0	0	0	0
2014-10-20 00:00:00	208.4702758232	30.392	0	0	12.5	12.5	29.7	17.1	11.278276	20	0	13	25	11	26	0	0	0	0	0
2014-10-20 01:00:00	204.064341184	28.072	0	0	12.5	12.5	29.7	17.1	20	20	4.2075977	13	25	11	26	0	15.015256	-15.015256	0	15.015256
2014-10-20 02:00:00	196.8757109832	21.808	0	0	12.5	12.5	29.7	17.1	20	20	20	13	25	11	26	0	31.732289	-31.732289	0	46.747546
2014-10-20 03:00:00	196.8757109832	15.776	0	0	12.5	12.5	29.7	17.1	20	20	20	13	25	11	26	0	25.700289	-25.700289	0	72.447835
2014-10-20 04:00:00	202.2092108096	10.672	0	0	12.5	12.5	29.7	17.1	20	20	20	13	25	11	26	0	15.262789	-15.262789	0	87.710624
2014-10-20 05:00:00	221.456188444	7.888	0	0	12.5	12.5	29.7	17.1	20	20	20	13	25	11	26	0	0	0	6.7681884	80.942435
2014-10-20 06:00:00	235.587644070992	8.816	0	0	12.5	12.5	29.7	17.1	20	20	20	13	25	11	26	0	0	0	19.971644	60.970791
2014-10-20 07:00:00	265.37640005792	13.224	4.1064	2.8536	12.5	12.5	29.7	17.1	20	20	20	13	25	11	26	0	0	0	38.3924	22.578391
2014-10-20 08:00:00	292.018391147272	19.488	25.45968	17.69232	12.5	12.5	29.7	17.1	20	20	20	13	25	11	26	0	0	0	22.578391	0
2014-10-20 09:00:00	304.605450737576	27.84	48.04488	33.38712	12.5	12.5	29.7	17.1	20	8.5334507	20	13	25	11	26	0	0	0	0	0
2014-10-20 10:00:00	308.800364296688	35.496	68.44	47.56	12.5	12.5	29.7	17.1	0	10.504364	0	13	25	11	26	0	0	0	0	0
2014-10-20 11:00:00	310.898980532728	40.368	80.89608	56.21592	12.5	12.5	29.7	17.1	0	0	0	13	25	11	26	0	13.381019	-13.381019	0	13.381019
2014-10-20 12:00:00	310.898980532728	41.528	85.82376	59.64024	12.5	12.5	29.7	17.1	0	0	0	13	25	11	26	0	22.893019	-22.893019	0	36.274039
2014-10-20 13:00:00	314.045745430304	40.368	81.85424	56.88176	12.5	12.5	29.7	17.1	0	0	0	13	25	11	26	0	11.858255	-11.858255	0	48.132294
2014-10-20 14:00:00	306.704066973616	36.888	73.2308	50.8892	12.5	12.5	29.7	17.1	0	0	0	13	25	11	26	0	1.103933	-1.103933	0	49.236227
2014-10-20 15:00:00	298.311920942424	34.104	61.86976	42.99424	12.5	12.5	29.7	17.1	0	12.543921	0	13	25	11	26	0	0	0	0	49.236227
2014-10-20 16:00:00	277.124013153808	35.264	44.21224	30.72376	12.5	12.5	29.7	17.1	20	20	11.385574	13	25	11	26	0	31.261561	-31.261561	0	80.497788
2014-10-20 17:00:00	268.731867122616	38.512	23.81712	16.55088	12.5	12.5	29.7	17.1	20	20	20	13	25	11	26	0	16.948133	-16.948133	0	97.44592
2014-10-20 18:00:00	297.892197695216	43.152	3.01136	2.09264	12.5	12.5	29.7	17.1	20	20	20	13	25	11	26	0	0	0	42.836198	54.609723
2014-10-20 19:00:00	293.066539808808	49.648	0	0	12.5	12.5	29.7	17.1	20	20	20	13	25	11	26	0	0	0	36.61854	17.991183
2014-10-20 20:00:00	278.383182895432	53.592	0	0	12.5	12.5	29.7	17.1	20	20	20	13	25	11	26	0	0	0	17.991183	0
2014-10-20 21:00:00	258.452125935472	53.824	0	0	12.5	12.5	29.7	17.1	20	20	17.828126	13	25	11	26	0	0	0	0	0
2014-10-20 22:00:00	236.427090565408	52.664	0	0	12.5	12.5	29.7	17.1	0	20	16.963091	13	25	11	26	0	0	0	0	0
2014-10-20 23:00:00	224.934557896	51.272	0	0	12.5	12.5	29.7	17.1	20	0	6.8625579	13	25	11	26	0	0	0	0	0
2014-10-21 00:00:00	208.4702758232	49.416	0	0	12.5	12.5	29.7	17.1	0	12.254276	0	13	25	11	26	0	0	0	0	0
2014-10-21 01:00:00	204.064341184	44.544	0	0	12.5	12.5	29.7	17.1	12.720341	0	0	13	25	11	26	0	0	0	0	0
2014-10-21 02:00:00	196.8757109832	39.904	0	0	12.5	12.5	29.7	17.1	10.171711	0	0	13	25	11	26	0	0	0	0	0
2014-10-21 03:00:00	196.8757109832	35.728	0	0	12.5	12.5	29.7	17.1	0	14.347711	0	13	25	11	26	0	0	0	0	0
2014-10-21 04:00:00	202.2092108096	33.64	0	0	12.5	12.5	29.7	17.1	20	1.7692108	0	13	25	11	26	0	0	0	0	0
2014-10-21 05:00:00	221.456188444	36.424	0	0	12.5	12.5	29.7	17.1	0	18.232188	20	13	25	11	26	0	0	0	0	0
2014-10-21 06:00:00	235.587644070992	43.384	0	0	12.5	12.5	29.7	17.1	20	5.4036441	20	13	25	11	26	0	0	0	0	0
2014-10-21 07:00:00	265.37640005792	52.664	4.1064	2.8536	12.5	12.5	29.7	17.1	20	18.9524	20	13	25	11	26	0	0	0	0	0
2014-10-21 08:00:00	292.018391147272	61.944	26.28096	18.26304	12.5	12.5	29.7	17.1	20	18.730391	0	13	25	11	26	0	0	0	0	0
2014-10-21 09:00:00	304.605450737576	71.688	52.97256	36.81144	12.5	12.5	29.7	17.1	0	0	0	13	25	11	26	0	3.6665493	-3.6665493	0	3.6665493
2014-10-21 10:00:00	308.800364296688	82.36	72.13576	50.12824	12.5	12.5	29.7	17.1	0	0	0	13	25	11	26	0	42.623636	-42.623636	0	46.290185
2014-10-21 11:00:00	310.898980532728	91.408	85.13936	59.16464	12.5	12.5	29.7	17.1	0	0	0	13	25	11	26	0	71.613019	-71.613019	0	117.9032
2014-10-21 12:00:00	310.898980532728	100.224	90.75144	63.06456	12.5	12.5	29.7	17.1	0	0	0	13	25	11	26	0	89.941019	-89.941019	0	207.84422
2014-10-21 13:00:00	314.045745430304	107.88	88.01384	61.16216	12.5	12.5	29.7	17.1	0	0	0	13	25	11	26	0	89.810255	-89.810255	0	297.65448
2014-10-21 14:00:00	306.704066973616	112.52	79.11664	54.97936	12.5	12.5	29.7	17.1	0	0	0	13	25	11	26	0	86.711933	-86.711933	0	384.36641
2014-10-21 15:00:00	298.311920942424	112.056	62.69104	43.56496	12.5	12.5	29.7	17.1	0	0	0	13	25	11	26	0	66.800079	-66.800079	0	451.16649
2014-10-21 16:00:00	277.124013153808	108.344	43.66472	30.34328	12.5	12.5	29.7	17.1	0	0	0	13	25	11	26	0	52.027987	-52.027987	0	503.19448
2014-10-21 17:00:00	268.731867122616	103.704	24.50152	17.02648	12.5	12.5	29.7	17.1	0	0	0	13	25	11	26	0	23.300133	-23.300133	0	526.49461
2014-10-21 18:00:00	297.892197695216	98.832	3.422	2.378	12.5	12.5	29.7	17.1	0	0	0	13	25	11	26	0	0	0	46.460198	480.03441
2014-10-21 19:00:00	293.066539808808	96.048	0	0	12.5	12.5	29.7	17.1	0	0	0	13	25	11	26	0	0	0	50.21854	429.81587
2014-10-21 20:00:00	278.383182895432	91.64	0	0	12.5	12.5	29.7	17.1	0	0	0	13	25	11	26	0	0	0	39.943183	389.87269
2014-10-21 21:00:00	258.452125935472	84.448	0	0	12.5	12.5	29.7	17.1	0	0	0	13	25	11	26	0	0	0	27.204126	362.66856
2014-10-21 22:00:00	236.427090565408	77.488	0	0	12.5	12.5	29.7	17.1	0	0	0	13	25	11	26	0	0	0	12.139091	350.52947
2014-10-21 23:00:00	224.934557896	72.616	0	0	12.5	12.5	29.7	17.1	0	0	0	13	25	11	26	0	0	0	5.5185579	345.01092
2014-10-22 00:00:00	208.4702758232	68.672	0	0	12.5	12.5	29.7	17.1	0	0	0	13	25	11	26	0	7.0017242	-7.0017242	0	352.01264
2014-10-22 01:00:00	204.064341184	63.8	0	0	12.5	12.5	29.7	17.1	0	0	0	13	25	11	26	0	6.5356588	-6.5356588	0	358.5483
2014-10-22 02:00:00	196.8757109832	56.376	0	0	12.5	12.5	29.7	17.1	0	0	0	13	25	11	26	0	6.300289	-6.300289	0	364.84859
2014-10-22 03:00:00	196.8757109832	48.952	0	0	12.5	12.5	29.7	17.1	0	0	0	13	25	11	26	0	0	0	1.123711	363.72488
2014-10-22 04:00:00	202.2092108096	43.384	0	0	12.5	12.5	29.7	17.1	0	0	0	13	25	11	26	0	0	0	12.025211	351.69967
2014-10-22 05:00:00	221.456188444	39.44	0	0	12.5	12.5	29.7	17.1	0	0	0	13	25	11	26	0	0	0	35.216188	316.48348
2014-10-22 06:00:00	235.587644070992	35.96	0	0	12.5	12.5	29.7	17.1	0	0	0	13	25	11	26	0	0	0	52.827644	263.65583
2014-10-22 07:00:00	265.37640005792	32.248	1.77944	1.23656	12.5	12.5	29.7	17.1	0	0	0	13	25	11	26	0	0	0	83.3124	180.34343
2014-10-22 08:00:00	292.018391147272	32.944	13.0036	9.0364	12.5	12.5	29.7	17.1	0	0	0	13	25	11	26	0	0	0	90.234391	90.109042
2014-10-22 09:00:00	304.605450737576	39.904	26.6916	18.5484	12.5	12.5	29.7	17.1	0	0	0	13	25	11	26	0	0	0	72.661451	17.447591
2014-10-22 10:00:00	308.800364296688	52.664	38.60016	26.82384	12.5	12.5	29.7	17.1	0	20	6.4647731	13	25	11	26	0	0	0	17.447591	0
2014-10-22 11:00:00	310.898980532728	79.576	45.71792	31.77008	12.5	12.5	29.7	17.1	0	7.0349805	0	13	25	11	26	0	0	0	0	0
2014-10-22 12:00:00	310.898980532728	111.592	48.5924	33.7676	12.5	12.5	29.7	17.1	0	0	0	13	25	11	26	0	29.853019	-29.853019	0	29.853019
2014-10-22 13:00:00	314.045745430304	133.864	47.2236	32.8164	12.5	12.5	29.7	17.1	0	0	0	13	25	11	26	0	46.658255	-46.658255	0	76.511274
2014-10-22 14:00:00	306.704066973616	137.112	43.25408	30.05792	12.5	12.5	29.7	17.1	0	0	0	13	25	11	26	0	50.519933	-50.519933	0	127.03121
2014-10-22 15:00:00	298.311920942424	129.92	30.1136	20.9264	12.5	12.5	29.7	17.1	0	0	0	13	25	11	26	0	29.448079	-29.448079	0	156.47929
2014-10-22 16:00:00	277.124013153808	122.496	20.12136	13.98264	12.5	12.5	29.7	17.1	0	0	0	13	25	11	26	0	26.275987	-26.275987	0	182.75527
2014-10-22 17:00:00	268.731867122616	115.768	7.39152	5.13648	12.5	12.5	29.7	17.1	0	0	0	13	25	11	26	0	6.3641329	-6.3641329	0	189.11941
2014-10-22 18:00:00	297.892197695216	109.04	0.54752	0.38048	12.5	12.5	29.7	17.1	0	0	0	13	25	11	26	0	0	0	41.124198	147.99521
2014-10-22 19:00:00	293.066539808808	104.632	0	0	12.5	12.5	29.7	17.1	0	0	0	13	25	11	26	0	0	0	41.63454	106.36067
2014-10-22 20:00:00	278.383182895432	99.528	0	0	12.5	12.5	29.7	17.1	0	0	0	13	25	11	26	0	0	0	32.055183	74.305485
2014-10-22 21:00:00	258.452125935472	90.712	0	0	12.5	12.5	29.7	17.1	0	0	0	13	25	11	26	0	0	0	20.940126	53.36536
2014-10-22 22:00:00	236.427090565408	83.984	0	0	12.5	12.5	29.7	17.1	0	0	0	13	25	11	26	0	0	0	5.6430906	47.722269
2014-10-22 23:00:00	224.934557896	82.36	0	0	12.5	12.5	29.7	17.1	0	0	0	13	25	11	26	0	4.2254421	-4.2254421	0	51.947711
2014-10-23 00:00:00	213.5718843528	97.44	0	0	12.5	12.5	29.7	17.1	0	0	0	13	25	11	26	0	30.668116	-30.668116	0	82.615827
2014-10-23 01:00:00	205.6875802616	106.024	0	0	12.5	12.5	29.7	17.1	0	0	0	13	25	11	26	0	47.13642	-47.13642	0	129.75225
2014-10-23 02:00:00	205.223797668	68.208	0	0	12.5	12.5	29.7	17.1	0	0	0	13	25	11	26	0	9.7842023	-9.7842023	0	139.53645
2014-10-23 03:00:00	199.6584065448	42.456	0	0	12.5	12.5	29.7	17.1	0	0	0	13	25	11	26	0	0	0	10.402407	129.13404
2014-10-23 04:00:00	195.2524719056	37.816	0	0	12.5	12.5	29.7	17.1	0	0	0	13	25	11	26	0	0	0	10.636472	118.49757
2014-10-23 05:00:00	199.426515248	32.48	0	0	12.5	12.5	29.7	17.1	0	0	0	13	25	11	26	0	0	0	20.146515	98.351055
2014-10-23 06:00:00	197.3394935768	28.304	0	0	12.5	12.5	29.7	17.1	0	0	0	13	25	11	26	0	0	0	22.235494	76.115561
2014-10-23 07:00:00	222.8475362248	28.304	1.09504	0.76096	12.5	12.5	29.7	17.1	0	0	0	13	25	11	26	0	0	0	45.887536	30.228025
2014-10-23 08:00:00	246.704512839584	28.072	10.40288	7.22912	12.5	12.5	29.7	17.1	3.9724876	20	0	13	25	11	26	0	0	0	30.228025	0
2014-10-23 09:00:00	258.243423768352	27.144	22.72208	15.78992	12.5	12.5	29.7	17.1	20	20	5.7874238	13	25	11	26	0	0	0	0	0
2014-10-23 10:00:00	263.488804901968	29.464	35.45192	24.63608	12.5	12.5	29.7	17.1	20	7.1368049	0	13	25	11	26	0	0	0	0	0
2014-10-23 11:00:00	262.018614080256	37.352	45.99168	31.96032	12.5	12.5	29.7	17.1	0	0	0	13	25	11	26	0	0.08538592	-0.08538592	0	0.08538592
2014-10-23 12:00:00	261.598890833048	45.704	48.04488	33.38712	12.5	12.5	29.7	17.1	0	0	0	13	25	11	26	0	12.337109	-12.337109	0	12.422495
2014-10-23 13:00:00	258.66314701556	51.968	43.66472	30.34328	12.5	12.5	29.7	17.1	0	0	0	13	25	11	26	0	14.112853	-14.112853	0	26.535348
2014-10-23 14:00:00	255.096658870776	56.376	39.6952	27.5848	12.5	12.5	29.7	17.1	0	20	11.537793	13	25	11	26	0	46.897134	-46.897134	0	73.432482
2014-10-23 15:00:00	250.062298817248	54.288	26.82848	18.64352	12.5	12.5	29.7	17.1	20	20	20	13	25	11	26	0	56.497701	-56.497701	0	129.93018
2014-10-23 16:00:00	243.977471189216	43.152	15.7412	10.9388	12.5	12.5	29.7	17.1	20	20	20	13	25	11	26	0	32.654529	-32.654529	0	162.58471
2014-10-23 17:00:00	246.076087425256	29.232	5.88584	4.09016	12.5	12.5	29.7	17.1	20	20	20	13	25	11	26	0	0	0	0.068087425	162.51662
2014-10-23 18:00:00	277.752438568136	19.488	0.41064	0.28536	12.5	12.5	29.7	17.1	20	20	20	13	25	11	26	0	0	0	50.768439	111.74819
2014-10-23 19:00:00	275.656141245064	18.328	0	0	12.5	12.5	29.7	17.1	20	20	20	13	25	11	26	0	0	0	50.528141	61.220045
2014-10-23 20:00:00	265.165378977832	20.184	0	0	12.5	12.5	29.7	17.1	20	20	20	13	25	11	26	0	0	0	38.181379	23.038666
2014-10-23 21:00:00	248.383405828416	23.664	0	0	12.5	12.5	29.7	17.1	20	20	20	13	25	11	26	0	0	0	17.919406	5.1192598
2014-10-23 22:00:00	239.991259797224	28.072	0	0	12.5	12.5	29.7	17.1	20	20	20	13	25	11	26	0	0	0	5.1192598	0
2014-10-23 23:00:00	225.8621230832	33.872	0	0	12.5	12.5	29.7	17.1	20	20	5.1901231	13	25	11	26	0	0	0	0	0
2014-10-24 00:00:00	213.5718843528	37.584	0	0	12.5	12.5	29.7	17.1	9.1878844	20	0	13	25	11	26	0	0	0	0	0
2014-10-24 01:00:00	205.6875802616	37.584	0	0	12.5	12.5	29.7	17.1	20	0	1.3035803	13	25	11	26	0	0	0	0	0
2014-10-24 02:00:00	205.223797668	36.656	0	0	12.5	12.5	29.7	17.1	1.7677977	20	0	13	25	11	26	0	0	0	0	0
2014-10-24 03:00:00	199.6584065448	37.584	0	0	12.5	12.5	29.7	17.1	0	0	15.274407	13	25	11	26	0	0	0	0	0
2014-10-24 04:00:00	195.2524719056	38.744	0	0	12.5	12.5	29.7	17.1	9.7084719	0	0	13	25	11	26	0	0	0	0	0
2014-10-24 05:00:00	199.426515248	43.616	0	0	12.5	12.5	29.7	17.1	0	9.0105152	0	13	25	11	26	0	0	0	0	0
2014-10-24 06:00:00	197.3394935768	51.04	0	0	12.5	12.5	29.7	17.1	0	0	0	13	25	11	26	0	0.50050642	-0.50050642	0	0.50050642
2014-10-24 07:00:00	222.8475362248	59.16	2.46384	1.71216	12.5	12.5	29.7	17.1	12.21103	0	0	13	25	11	26	0	0	0	0.50050642	0
2014-10-24 08:00:00	246.704512839584	67.976	19.1632	13.3168	12.5	12.5	29.7	17.1	0	0	0	12.448513	25	11	26	0	0	0	0	0

## 14_CS_Shortage
time/hrs	BB_Load	BB_utility_scale_wind	BB_utility_scale_solar	BB_distributed_scale_solar	BB_pp_SG_LSD_D10	BB_pp_SG_LSG_D12	BB_pp_SG_LSD_D13	BB_pp_SG_LSD_D14	BB_pp_GR_SCGT_GT02	BB_pp_SW_SCGT_GT03	BB_pp_SW_SCGT_GT04	BB_pp_SW_SCGT_GT06	BB_pp_SW_SCGT_GT05	BB_pp_WTE_combustion	BB_pp_bagasse	BB_shortage	BB_Bus_el to BB_storage_pump_hydro	(Neg) BB_Bus_el to BB_storage_pump_hydro	BB_storage_pump_hydro to BB_Bus_el	Pump Capacity
2014-10-17 08:00:00	246.704512839584	0	32.81934	22.80666	12.5	12.5	12.5	29.7	13	13	20	20	20	11	25	1.8785128	0	0	0	0
2014-10-17 09:00:00	258.243423768352	0.219	58.40292	40.58508	12.5	12.5	12.5	29.7	13	13	20	20	20	11	25	0	30.163576	-30.163576	0	30.163576
2014-10-17 10:00:00	263.488804901968	1.533	77.91363	54.14337	12.5	12.5	12.5	29.7	13	13	20	20	20	11	25	0	59.301195	-59.301195	0	89.464771
2014-10-17 11:00:00	262.018614080256	2.628	89.67174	62.31426	12.5	12.5	12.5	29.7	13	13	20	20	20	11	25	0	81.795386	-81.795386	0	171.26016
2014-10-17 12:00:00	261.598890833048	3.066	96.26145	66.89355	12.5	12.5	12.5	29.7	13	13	20	20	20	11	25	0	93.822109	-93.822109	0	265.08227
2014-10-17 13:00:00	258.66314701556	3.066	96.51987	67.07313	12.5	12.5	12.5	29.7	13	13	20	20	20	11	25	0	97.195853	-97.195853	0	362.27812
2014-10-17 14:00:00	255.096658870776	2.847	90.447	62.853	12.5	12.5	12.5	29.7	13	13	20	20	20	11	25	0	90.250341	-90.250341	0	452.52846
2014-10-17 15:00:00	250.062298817248	2.628	77.65521	53.96379	12.5	12.5	12.5	29.7	13	13	20	20	20	11	25	0	73.384701	-73.384701	0	525.91316
2014-10-17 16:00:00	243.977471189216	2.847	59.17818	41.12382	12.5	12.5	12.5	29.7	13	13	20	20	20	11	25	0	48.371529	-48.371529	0	574.28469
2014-10-17 17:00:00	246.076087425256	3.723	33.85302	23.52498	12.5	12.5	12.5	29.7	13	13	20	20	20	11	25	0	4.2249126	-4.2249126	0	578.5096
2014-10-17 18:00:00	277.752438568136	3.723	5.03919	3.50181	12.5	12.5	12.5	29.7	13	13	20	20	20	11	25	0	0	0	76.288439	502.22116
2014-10-17 19:00:00	275.656141245064	3.504	0	0	12.5	12.5	12.5	29.7	13	13	20	20	20	11	25	0	0	0	82.952141	419.26902
2014-10-17 20:00:00	265.165378977832	3.066	0	0	12.5	12.5	12.5	29.7	13	13	20	20	20	11	25	0	0	0	72.899379	346.36964
2014-10-17 21:00:00	248.383405828416	2.628	0	0	12.5	12.5	12.5	29.7	13	13	20	20	20	11	25	0	0	0	56.555406	289.81424
2014-10-17 22:00:00	239.991259797224	1.095	0	0	12.5	12.5	12.5	29.7	13	13	20	20	20	11	25	0	0	0	49.69626	240.11798
2014-10-17 23:00:00	225.8621230832	0.876	0	0	12.5	12.5	12.5	29.7	13	13	20	20	20	11	25	0	0	0	35.786123	204.33186
2014-10-18 00:00:00	208.4702758232	0.438	0	0	12.5	12.5	12.5	29.7	13	13	20	20	20	11	25	0	0	0	18.832276	185.49958
2014-10-18 01:00:00	204.064341184	0.219	0	0	12.5	12.5	12.5	29.7	13	13	20	20	20	11	25	0	0	0	14.645341	170.85424
2014-10-18 02:00:00	196.8757109832	0	0	0	12.5	12.5	12.5	29.7	13	13	20	20	20	11	25	0	0	0	7.675711	163.17853
2014-10-18 03:00:00	196.8757109832	0	0	0	12.5	12.5	12.5	29.7	13	13	20	20	20	11	25	0	0	0	7.675711	155.50282
2014-10-18 04:00:00	202.2092108096	0	0	0	12.5	12.5	12.5	29.7	13	13	20	20	20	11	25	0	0	0	13.009211	142.49361
2014-10-18 05:00:00	221.456188444	0	0	0	12.5	12.5	12.5	29.7	13	13	20	20	20	11	25	0	0	0	32.256188	110.23742
2014-10-18 06:00:00	235.587644070992	0	0	0	12.5	12.5	12.5	29.7	13	13	20	20	20	11	25	0	0	0	46.387644	63.849773
2014-10-18 07:00:00	265.37640005792	0	6.4605	4.4895	12.5	12.5	12.5	29.7	13	13	20	20	20	11	25	1.3766268	0	0	63.849773	0
2014-10-18 08:00:00	292.018391147272	0	33.20697	23.07603	12.5	12.5	12.5	29.7	13	13	20	20	20	11	25	46.535391	0	0	0	0
2014-10-18 09:00:00	304.605450737576	0	58.40292	40.58508	12.5	12.5	12.5	29.7	13	13	20	20	20	11	25	16.417451	0	0	0	0
2014-10-18 10:00:00	308.800364296688	0.657	77.26758	53.69442	12.5	12.5	12.5	29.7	13	13	20	20	20	11	25	0	12.018636	-12.018636	0	12.018636
2014-10-18 11:00:00	310.898980532728	1.752	88.76727	61.68573	12.5	12.5	12.5	29.7	13	13	20	20	20	11	25	0	30.506019	-30.506019	0	42.524655
2014-10-18 12:00:00	310.898980532728	1.971	95.74461	66.53439	12.5	12.5	12.5	29.7	13	13	20	20	20	11	25	0	42.551019	-42.551019	0	85.075675
2014-10-18 13:00:00	314.045745430304	2.19	95.09856	66.08544	12.5	12.5	12.5	29.7	13	13	20	20	20	11	25	0	38.528255	-38.528255	0	123.60393
2014-10-18 14:00:00	306.704066973616	1.971	88.50885	61.50615	12.5	12.5	12.5	29.7	13	13	20	20	20	11	25	0	34.481933	-34.481933	0	158.08586
2014-10-18 15:00:00	298.311920942424	1.533	74.16654	51.53946	12.5	12.5	12.5	29.7	13	13	20	20	20	11	25	0	18.127079	-18.127079	0	176.21294
2014-10-18 16:00:00	277.124013153808	1.971	54.65583	37.98117	12.5	12.5	12.5	29.7	13	13	20	20	20	11	25	0	6.6839868	-6.6839868	0	182.89693
2014-10-18 17:00:00	268.731867122616	3.066	29.97672	20.83128	12.5	12.5	12.5	29.7	13	13	20	20	20	11	25	0	0	0	25.657867	157.23906
2014-10-18 18:00:00	297.892197695216	4.818	3.8763	2.6937	12.5	12.5	12.5	29.7	13	13	20	20	20	11	25	0	0	0	97.304198	59.934863
2014-10-18 19:00:00	293.066539808808	6.351	0	0	12.5	12.5	12.5	29.7	13	13	20	20	20	11	25	37.580676	0	0	59.934863	0
2014-10-18 20:00:00	278.383182895432	7.008	0	0	12.5	12.5	12.5	29.7	13	13	20	20	20	11	25	82.175183	0	0	0	0
2014-10-18 21:00:00	258.452125935472	6.57	0	0	12.5	12.5	12.5	29.7	13	13	20	20	20	11	25	62.682126	0	0	0	0
2014-10-18 22:00:00	236.427090565408	4.599	0	0	12.5	12.5	12.5	29.7	13	13	20	20	20	11	25	42.628091	0	0	0	0
2014-10-18 23:00:00	224.934557896	3.285	0	0	12.5	12.5	12.5	29.7	13	13	20	20	20	11	25	32.449558	0	0	0	0
2014-10-19 00:00:00	208.4702758232	2.628	0	0	12.5	12.5	12.5	29.7	13	13	20	20	20	11	25	16.642276	0	0	0	0
2014-10-19 01:00:00	204.064341184	2.19	0	0	12.5	12.5	12.5	29.7	13	13	20	20	20	11	25	12.674341	0	0	0	0
2014-10-19 02:00:00	196.8757109832	1.533	0	0	12.5	12.5	12.5	29.7	13	13	20	20	20	11	25	6.142711	0	0	0	0
2014-10-19 03:00:00	196.8757109832	0.657	0	0	12.5	12.5	12.5	29.7	13	13	20	20	20	11	25	7.018711	0	0	0	0
2014-10-19 04:00:00	202.2092108096	0.219	0	0	12.5	12.5	12.5	29.7	13	13	20	20	20	11	25	12.790211	0	0	0	0
2014-10-19 05:00:00	221.456188444	0	0	0	12.5	12.5	12.5	29.7	13	13	20	20	20	11	25	32.256188	0	0	0	0
2014-10-19 06:00:00	235.587644070992	0	0	0	12.5	12.5	12.5	29.7	13	13	20	20	20	11	25	46.387644	0	0	0	0
2014-10-19 07:00:00	265.37640005792	0	4.39314	3.05286	12.5	12.5	12.5	29.7	13	13	20	20	20	11	25	68.7304	0	0	0	0
2014-10-19 08:00:00	292.018391147272	0	23.90385	16.61115	12.5	12.5	12.5	29.7	13	13	20	20	20	11	25	62.303391	0	0	0	0
2014-10-19 09:00:00	304.605450737576	0	43.67298	30.34902	12.5	12.5	12.5	29.7	13	13	20	20	20	11	25	41.383451	0	0	0	0
2014-10-19 10:00:00	308.800364296688	0.438	63.82974	44.35626	12.5	12.5	12.5	29.7	13	13	20	20	20	11	25	10.976364	0	0	0	0
2014-10-19 11:00:00	310.898980532728	2.628	81.66072	56.74728	12.5	12.5	12.5	29.7	13	13	20	20	20	11	25	0	19.337019	-19.337019	0	19.337019
2014-10-19 12:00:00	310.898980532728	6.789	90.447	62.853	12.5	12.5	12.5	29.7	13	13	20	20	20	11	25	0	38.390019	-38.390019	0	57.727039
2014-10-19 13:00:00	314.045745430304	10.95	89.41332	62.13468	12.5	12.5	12.5	29.7	13	13	20	20	20	11	25	0	37.652255	-37.652255	0	95.379294
2014-10-19 14:00:00	306.704066973616	14.892	79.85178	55.49022	12.5	12.5	12.5	29.7	13	13	20	20	20	11	25	0	32.729933	-32.729933	0	128.10923
2014-10-19 15:00:00	298.311920942424	18.396	58.79055	40.85445	12.5	12.5	12.5	29.7	13	13	20	20	20	11	25	0	8.9290791	-8.9290791	0	137.03831
2014-10-19 16:00:00	277.124013153808	20.805	33.07776	22.98624	12.5	12.5	12.5	29.7	13	13	20	20	20	11	25	0	0	0	11.055013	125.98329
2014-10-19 17:00:00	268.731867122616	21.243	13.95468	9.69732	12.5	12.5	12.5	29.7	13	13	20	20	20	11	25	0	0	0	34.636867	91.346425
2014-10-19 18:00:00	297.892197695216	20.367	1.67973	1.16727	12.5	12.5	12.5	29.7	13	13	20	20	20	11	25	0	0	0	85.478198	5.8682276
2014-10-19 19:00:00	293.066539808808	21.243	0	0	12.5	12.5	12.5	29.7	13	13	20	20	20	11	25	76.755312	0	0	5.8682276	0
2014-10-19 20:00:00	278.383182895432	23.214	0	0	12.5	12.5	12.5	29.7	13	13	20	20	20	11	25	65.969183	0	0	0	0
2014-10-19 21:00:00	258.452125935472	25.842	0	0	12.5	12.5	12.5	29.7	13	13	20	20	20	11	25	43.410126	0	0	0	0
2014-10-19 22:00:00	236.427090565408	26.718	0	0	12.5	12.5	12.5	29.7	13	13	20	20	20	11	25	20.509091	0	0	0	0
2014-10-19 23:00:00	224.934557896	27.156	0	0	12.5	12.5	12.5	29.7	13	13	20	20	20	11	25	8.5785579	0	0	0	0
2014-10-20 00:00:00	208.4702758232	28.689	0	0	12.5	12.5	12.5	29.7	13	13	20	20	20	11	25	0	9.4187242	-9.4187242	0	9.4187242
2014-10-20 01:00:00	204.064341184	26.499	0	0	12.5	12.5	12.5	29.7	13	13	20	20	20	11	25	0	11.634659	-11.634659	0	21.053383
2014-10-20 02:00:00	196.8757109832	20.586	0	0	12.5	12.5	12.5	29.7	13	13	20	20	20	11	25	0	12.910289	-12.910289	0	33.963672
2014-10-20 03:00:00	196.8757109832	14.892	0	0	12.5	12.5	12.5	29.7	13	13	20	20	20	11	25	0	7.216289	-7.216289	0	41.179961
2014-10-20 04:00:00	202.2092108096	10.074	0	0	12.5	12.5	12.5	29.7	13	13	20	20	20	11	25	0	0	0	2.9352108	38.24475
2014-10-20 05:00:00	221.456188444	7.446	0	0	12.5	12.5	12.5	29.7	13	13	20	20	20	11	25	0	0	0	24.810188	13.434562
2014-10-20 06:00:00	235.587644070992	8.322	0	0	12.5	12.5	12.5	29.7	13	13	20	20	20	11	25	24.631082	0	0	13.434562	0
2014-10-20 07:00:00	265.37640005792	12.483	3.8763	2.6937	12.5	12.5	12.5	29.7	13	13	20	20	20	11	25	57.1234	0	0	0	0
2014-10-20 08:00:00	292.018391147272	18.396	24.03306	16.70094	12.5	12.5	12.5	29.7	13	13	20	20	20	11	25	43.688391	0	0	0	0
2014-10-20 09:00:00	304.605450737576	26.28	45.35271	31.51629	12.5	12.5	12.5	29.7	13	13	20	20	20	11	25	12.256451	0	0	0	0
2014-10-20 10:00:00	308.800364296688	33.507	64.605	44.895	12.5	12.5	12.5	29.7	13	13	16.593364	0	20	11	25	0	0	0	0	0
2014-10-20 11:00:00	310.898980532728	38.106	76.36311	53.06589	12.5	12.5	12.5	29.7	13	13	0	20	4.725621	11	25	0	10.56164	-10.56164	0	10.56164
2014-10-20 12:00:00	310.898980532728	39.201	81.01467	56.29833	12.5	12.5	12.5	29.7	13	13	20	20	20	11	25	0	54.815019	-54.815019	0	65.37666
2014-10-20 13:00:00	314.045745430304	38.106	77.26758	53.69442	12.5	12.5	12.5	29.7	13	13	20	20	20	11	25	0	44.222255	-44.222255	0	109.59891
2014-10-20 14:00:00	306.704066973616	34.821	69.12735	48.03765	12.5	12.5	12.5	29.7	13	13	20	20	20	11	25	0	34.481933	-34.481933	0	144.08085
2014-10-20 15:00:00	298.311920942424	32.193	58.40292	40.58508	12.5	12.5	12.5	29.7	13	13	20	20	20	11	25	0	22.069079	-22.069079	0	166.14993
2014-10-20 16:00:00	277.124013153808	33.288	41.73483	29.00217	12.5	12.5	12.5	29.7	13	13	20	20	20	11	25	0	16.100987	-16.100987	0	182.25091
2014-10-20 17:00:00	268.731867122616	36.354	22.48254	15.62346	12.5	12.5	12.5	29.7	13	13	20	20	20	11	25	0	0	0	5.0718671	177.17905
2014-10-20 18:00:00	297.892197695216	40.734	2.84262	1.97538	12.5	12.5	12.5	29.7	13	13	20	20	20	11	25	0	0	0	63.140198	114.03885
2014-10-20 19:00:00	293.066539808808	46.866	0	0	12.5	12.5	12.5	29.7	13	13	20	20	20	11	25	0	0	0	57.00054	57.038309
2014-10-20 20:00:00	278.383182895432	50.589	0	0	12.5	12.5	12.5	29.7	13	13	20	20	20	11	25	0	0	0	38.594183	18.444126
2014-10-20 21:00:00	258.452125935472	50.808	0	0	12.5	12.5	12.5	29.7	13	13	20	20	20	11	25	0	0	0	18.444126	0
2014-10-20 22:00:00	236.427090565408	49.713	0	0	12.5	12.5	12.5	29.7	13	13	20	20	17.514091	11	25	0	0	0	0	0
2014-10-20 23:00:00	224.934557896	48.399	0	0	12.5	12.5	12.5	29.7	13	13	7.3355579	20	20	11	25	0	0	0	0	0
2014-10-21 00:00:00	208.4702758232	46.647	0	0	12.5	12.5	12.5	29.7	13	13	0	20	12.623276	11	25	0	0	0	0	0
2014-10-21 01:00:00	204.064341184	42.048	0	0	12.5	12.5	12.5	29.7	13	13	20	0	12.816341	11	25	0	0	0	0	0
2014-10-21 02:00:00	196.8757109832	37.668	0	0	12.5	12.5	12.5	29.7	13	13	20	10.007711	0	11	25	0	0	0	0	0
2014-10-21 03:00:00	196.8757109832	33.726	0	0	12.5	12.5	12.5	29.7	13	13	20	20	0.70254551	11	25	0	6.7528345	-6.7528345	0	6.7528345
2014-10-21 04:00:00	202.2092108096	31.755	0	0	12.5	12.5	12.5	29.7	13	13	20	20	20	11	25	0	18.745789	-18.745789	0	25.498624
2014-10-21 05:00:00	221.456188444	34.383	0	0	12.5	12.5	12.5	29.7	13	13	20	20	20	11	25	0	2.1268116	-2.1268116	0	27.625435
2014-10-21 06:00:00	235.587644070992	40.953	0	0	12.5	12.5	12.5	29.7	13	13	20	20	20	11	25	0	0	0	5.4346441	22.190791
2014-10-21 07:00:00	265.37640005792	49.713	3.8763	2.6937	12.5	12.5	12.5	29.7	13	13	20	20	20	11	25	0	0	0	19.8934	2.2973911
2014-10-21 08:00:00	292.018391147272	58.473	24.80832	17.23968	12.5	12.5	12.5	29.7	13	13	20	20	20	11	25	0	0	0	2.2973911	0
2014-10-21 09:00:00	304.605450737576	67.671	50.00427	34.74873	12.5	12.5	12.5	29.7	13	13	2.9814507	20	0	11	25	0	0	0	0	0
2014-10-21 10:00:00	308.800364296688	77.745	68.09367	47.31933	12.5	12.5	12.5	29.7	13	13	0	0	0	11	25	0	13.557636	-13.557636	0	13.557636
2014-10-21 11:00:00	310.898980532728	86.286	80.36862	55.84938	12.5	12.5	12.5	29.7	13	13	0	0	0	11	25	0	40.805019	-40.805019	0	54.362655
2014-10-21 12:00:00	310.898980532728	94.608	85.66623	59.53077	12.5	12.5	12.5	29.7	13	13	0	0	0	11	25	0	58.106019	-58.106019	0	112.46867
2014-10-21 13:00:00	314.045745430304	101.835	83.08203	57.73497	12.5	12.5	12.5	29.7	13	13	0	0	0	11	25	0	57.806255	-57.806255	0	170.27493
2014-10-21 14:00:00	306.704066973616	106.215	74.68338	51.89862	12.5	12.5	12.5	29.7	13	13	0	0	0	11	25	0	55.292933	-55.292933	0	225.56786
2014-10-21 15:00:00	298.311920942424	105.777	59.17818	41.12382	12.5	12.5	12.5	29.7	13	13	0	0	0	11	25	0	36.967079	-36.967079	0	262.53494
2014-10-21 16:00:00	277.124013153808	102.273	41.21799	28.64301	12.5	12.5	12.5	29.7	13	13	0	0	0	11	25	0	24.209987	-24.209987	0	286.74493
2014-10-21 17:00:00	268.731867122616	97.893	23.12859	16.07241	12.5	12.5	12.5	29.7	13	13	0	0	0	11	25	0	0	0	2.4378671	284.30706
2014-10-21 18:00:00	297.892197695216	93.294	3.23025	2.24475	12.5	12.5	12.5	29.7	13	13	0	0	0	11	25	0	0	0	69.923198	214.38386
2014-10-21 19:00:00	293.066539808808	90.666	0	0	12.5	12.5	12.5	29.7	13	13	0	0	0	11	25	0	0	0	73.20054	141.18332
2014-10-21 20:00:00	278.383182895432	86.505	0	0	12.5	12.5	12.5	29.7	13	13	0	0	0	11	25	0	0	0	62.678183	78.505141
2014-10-21 21:00:00	258.452125935472	79.716	0	0	12.5	12.5	12.5	29.7	13	13	0	0	0	11	25	0	0	0	49.536126	28.969015
2014-10-21 22:00:00	236.427090565408	73.146	0	0	12.5	12.5	12.5	29.7	13	13	5.1120759	0	0	11	25	0	0	0	28.969015	0
2014-10-21 23:00:00	224.934557896	68.547	0	0	12.5	12.5	12.5	29.7	13	13	7.1875579	20	0	11	25	0	0	0	0	0
2014-10-22 00:00:00	208.4702758232	64.824	0	0	12.5	12.5	12.5	29.7	13	13	0	14.446276	0	11	25	0	0	0	0	0
2014-10-22 01:00:00	204.064341184	60.225	0	0	12.5	12.5	12.5	29.7	13	13	20	7.0554127	20	11	25	0	32.416072	-32.416072	0	32.416072
2014-10-22 02:00:00	196.8757109832	53.217	0	0	12.5	12.5	12.5	29.7	13	13	20	20	20	11	25	0	45.541289	-45.541289	0	77.957361
2014-10-22 03:00:00	196.8757109832	46.209	0	0	12.5	12.5	12.5	29.7	13	13	20	20	20	11	25	0	38.533289	-38.533289	0	116.49065
2014-10-22 04:00:00	202.2092108096	40.953	0	0	12.5	12.5	12.5	29.7	13	13	20	20	20	11	25	0	27.943789	-27.943789	0	144.43444
2014-10-22 05:00:00	221.456188444	37.23	0	0	12.5	12.5	12.5	29.7	13	13	20	20	20	11	25	0	4.9738116	-4.9738116	0	149.40825
2014-10-22 06:00:00	235.587644070992	33.945	0	0	12.5	12.5	12.5	29.7	13	13	20	20	20	11	25	0	0	0	12.442644	136.96561
2014-10-22 07:00:00	265.37640005792	30.441	1.67973	1.16727	12.5	12.5	12.5	29.7	13	13	20	20	20	11	25	0	0	0	42.8884	94.077206
2014-10-22 08:00:00	292.018391147272	31.098	12.27495	8.53005	12.5	12.5	12.5	29.7	13	13	20	20	20	11	25	0	0	0	50.915391	43.161815
2014-10-22 09:00:00	304.605450737576	37.668	25.19595	17.50905	12.5	12.5	12.5	29.7	13	13	20	20	20	11	25	0	0	0	35.032451	8.1293643
2014-10-22 10:00:00	308.800364296688	49.713	36.43722	25.32078	12.5	12.5	12.5	29.7	13	13	20	20	20	11	25	0	0	0	8.1293643	0
2014-10-22 11:00:00	310.898980532728	75.117	43.15614	29.98986	12.5	12.5	12.5	29.7	13	13	20	13.435981	0	11	25	0	0	0	0	0
2014-10-22 12:00:00	310.898980532728	105.339	45.86955	31.87545	12.5	12.5	12.5	29.7	13	13	0	0	0	11	25	0	1.3850195	-1.3850195	0	1.3850195
2014-10-22 13:00:00	314.045745430304	126.363	44.57745	30.97755	12.5	12.5	12.5	29.7	13	13	0	0	0	11	25	0	17.072255	-17.072255	0	18.457274
2014-10-22 14:00:00	306.704066973616	129.429	40.83036	28.37364	12.5	12.5	12.5	29.7	13	13	0	0	0	11	25	0	21.128933	-21.128933	0	39.586207
2014-10-22 15:00:00	298.311920942424	122.64	28.4262	19.7538	12.5	12.5	12.5	29.7	13	13	0	0	0	11	25	0	1.7080791	-1.7080791	0	41.294286
2014-10-22 16:00:00	277.124013153808	115.632	18.99387	13.19913	12.5	12.5	12.5	29.7	13	13	0	0	0	11	25	0	0	0	0.099013154	41.195273
2014-10-22 17:00:00	268.731867122616	109.281	6.97734	4.84866	12.5	12.5	12.5	29.7	13	13	0	0	0	11	25	0	0	0	18.424867	22.770406
2014-10-22 18:00:00	297.892197695216	102.93	0.51684	0.35916	12.5	12.5	12.5	29.7	13	13	7.2133317	20	20	11	25	0	0	0	17.672866	5.0975398
2014-10-22 19:00:00	293.066539808808	98.769	0	0	12.5	12.5	12.5	29.7	13	13	20	20	20	11	25	0	0	0	5.0975398	0
2014-10-22 20:00:00	278.383182895432	93.951	0	0	12.5	12.5	12.5	29.7	13	13	20	15.232183	20	11	25	0	0	0	0	0
2014-10-22 21:00:00	258.452125935472	85.629	0	0	12.5	12.5	12.5	29.7	13	13	20	3.6231259	20	11	25	0	0	0	0	0
2014-10-22 22:00:00	236.427090565408	79.278	0	0	12.5	12.5	12.5	29.7	13	13	7.9490906	0	20	11	25	0	0	0	0	0
2014-10-22 23:00:00	224.934557896	77.745	0	0	12.5	12.5	12.5	29.7	13	13	0	17.989558	0	11	25	0	0	0	0	0
2014-10-23 00:00:00	213.5718843528	91.98	0	0	12.5	12.5	12.5	29.7	13	13	0	0	0	11	25	0	7.6081156	-7.6081156	0	7.6081156
2014-10-23 01:00:00	205.6875802616	100.083	0	0	12.5	12.5	12.5	29.7	13	13	0	0	0	11	25	0	23.59542	-23.59542	0	31.203535
2014-10-23 02:00:00	205.223797668	64.386	0	0	12.5	12.5	12.5	29.7	13	13	0	10.669465	0	11	25	0	0	0	0.96833309	30.235202
2014-10-23 03:00:00	199.6584065448	40.077	0	0	12.5	12.5	12.5	29.7	13	13	10.381407	20	0	11	25	0	0	0	0	30.235202
2014-10-23 04:00:00	195.2524719056	35.697	0	0	12.5	12.5	12.5	29.7	13	13	10.355472	0	20	11	25	0	0	0	0	30.235202
2014-10-23 05:00:00	199.426515248	30.66	0	0	12.5	12.5	12.5	29.7	13	13	20	20	20	11	25	0	20.433485	-20.433485	0	50.668687
2014-10-23 06:00:00	197.3394935768	26.718	0	0	12.5	12.5	12.5	29.7	13	13	20	20	20	11	25	0	18.578506	-18.578506	0	69.247193
2014-10-23 07:00:00	222.8475362248	26.718	1.03368	0.71832	12.5	12.5	12.5	29.7	13	13	20	20	20	11	25	0	0	0	5.1775362	64.069657
2014-10-23 08:00:00	246.704512839584	26.499	9.81996	6.82404	12.5	12.5	12.5	29.7	13	13	20	20	20	11	25	0	0	0	14.361513	49.708144
2014-10-23 09:00:00	258.243423768352	25.623	21.44886	14.90514	12.5	12.5	12.5	29.7	13	13	20	20	20	11	25	0	0	0	7.0664238	42.641721
2014-10-23 10:00:00	263.488804901968	27.813	33.46539	23.25561	12.5	12.5	12.5	29.7	13	13	20	20	20	11	25	0	10.245195	-10.245195	0	52.886916
2014-10-23 11:00:00	262.018614080256	35.259	43.41456	30.16944	12.5	12.5	12.5	29.7	13	13	20	20	20	11	25	0	36.024386	-36.024386	0	88.911302
2014-10-23 12:00:00	261.598890833048	43.143	45.35271	31.51629	12.5	12.5	12.5	29.7	13	13	20	20	20	11	25	0	47.613109	-47.613109	0	136.52441
2014-10-23 13:00:00	258.66314701556	49.056	41.21799	28.64301	12.5	12.5	12.5	29.7	13	13	20	20	20	11	25	0	49.453853	-49.453853	0	185.97826
2014-10-23 14:00:00	255.096658870776	53.217	37.4709	26.0391	12.5	12.5	12.5	29.7	13	13	20	20	20	11	25	0	50.830341	-50.830341	0	236.8086
2014-10-23 15:00:00	250.062298817248	51.246	25.32516	17.59884	12.5	12.5	12.5	29.7	13	13	20	20	20	11	25	0	33.307701	-33.307701	0	270.11631
2014-10-23 16:00:00	243.977471189216	40.734	14.85915	10.32585	12.5	12.5	12.5	29.7	13	13	20	20	20	11	25	0	11.141529	-11.141529	0	281.25783
2014-10-23 17:00:00	246.076087425256	27.594	5.55603	3.86097	12.5	12.5	12.5	29.7	13	13	20	20	20	11	25	0	0	0	19.865087	261.39275
2014-10-23 18:00:00	277.752438568136	18.396	0.38763	0.26937	12.5	12.5	12.5	29.7	13	13	20	20	20	11	25	0	0	0	69.499439	191.89331
2014-10-23 19:00:00	275.656141245064	17.301	0	0	12.5	12.5	12.5	29.7	13	13	20	20	20	11	25	0	0	0	69.155141	122.73817
2014-10-23 20:00:00	265.165378977832	19.053	0	0	12.5	12.5	12.5	29.7	13	13	20	20	20	11	25	0	0	0	56.912379	65.825789
2014-10-23 21:00:00	248.383405828416	22.338	0	0	12.5	12.5	12.5	29.7	13	13	20	20	20	11	25	0	0	0	36.845406	28.980383
2014-10-23 22:00:00	239.991259797224	26.499	0	0	12.5	12.5	12.5	29.7	13	13	20	20	20	11	25	0	0	0	24.29226	4.6881231
2014-10-23 23:00:00	225.8621230832	31.974	0	0	12.5	12.5	12.5	29.7	13	13	20	20	20	11	25	0	0	0	4.6881231	0
2014-10-24 00:00:00	213.5718843528	35.478	0	0	12.5	12.5	12.5	29.7	13	13	20	8.8938844	20	11	25	0	0	0	0	0
2014-10-24 01:00:00	205.6875802616	35.478	0	0	12.5	12.5	12.5	29.7	13	13	20	1.0095803	20	11	25	0	0	0	0	0
2014-10-24 02:00:00	205.223797668	34.602	0	0	12.5	12.5	12.5	29.7	13	13	20	20	1.4217977	11	25	0	0	0	0	0
2014-10-24 03:00:00	199.6584065448	35.478	0	0	12.5	12.5	12.5	29.7	13	13	14.980407	20	0	11	25	0	0	0	0	0
2014-10-24 04:00:00	195.2524719056	36.573	0	0	12.5	12.5	12.5	29.7	13	13	0	20	9.4794719	11	25	0	0	0	0	0
2014-10-24 05:00:00	199.426515248	41.172	0	0	12.5	12.5	12.5	29.7	13	13	20	0	9.0545152	11	25	0	0	0	0	0
2014-10-24 06:00:00	197.3394935768	48.18	0	0	12.5	12.5	12.5	29.7	13	13	19.959494	0	0	11	25	0	0	0	0	0
2014-10-24 07:00:00	222.8475362248	55.845	2.32578	1.61622	12.5	12.5	12.5	29.7	13	13	0	20	13.860536	11	25	0	0	0	0	0
2014-10-24 08:00:00	246.704512839584	64.167	18.0894	12.5706	12.5	12.5	12.5	29.7	13	13	0	20	2.6775128	11	25	0	0	0	0	0

## 14_CS_AD 20MW
time/hrs	BB_Load	BB_utility_scale_wind	BB_utility_scale_solar	BB_distributed_scale_solar	BB_pp_SG_LSD_D10	BB_pp_SG_LSG_D12	BB_pp_SG_LSD_D13	BB_pp_SG_LSD_D14	BB_pp_GR_SCGT_GT02	BB_pp_SW_SCGT_GT03	BB_pp_SW_SCGT_GT04	BB_pp_SW_SCGT_GT06	BB_pp_SW_SCGT_GT05	BB_pp_WTE_combustion	BB_pp_anaerobic_digestion	BB_pp_bagasse	BB_shortage	BB_Bus_el to BB_storage_pump_hydro	(Neg) BB_Bus_el to BB_storage_pump_hydro	BB_storage_pump_hydro to BB_Bus_el	Pump Capacity
2014-10-17 08:00:00	246.704512839584	0	32.81934	22.80666	12.5	12.5	12.5	29.7	13	13	20	1.8785128	20	11	20	25	0	0	0	0	0
2014-10-17 09:00:00	258.243423768352	0.219	58.40292	40.58508	12.5	12.5	12.5	29.7	13	13	0	9.8364238	0	11	20	25	0	0	0	0	0
2014-10-17 10:00:00	263.488804901968	1.533	77.91363	54.14337	12.5	12.5	12.5	29.7	13	13	0	0	0	11	20	25	0	19.301195	-19.301195	0	19.301195
2014-10-17 11:00:00	262.018614080256	2.628	89.67174	62.31426	12.5	12.5	12.5	29.7	13	13	0	0	0	11	20	25	0	41.795386	-41.795386	0	61.096581
2014-10-17 12:00:00	261.598890833048	3.066	96.26145	66.89355	12.5	12.5	12.5	29.7	13	13	0	0	0	11	20	25	0	53.822109	-53.822109	0	114.91869
2014-10-17 13:00:00	258.66314701556	3.066	96.51987	67.07313	12.5	12.5	12.5	29.7	13	13	0	0	0	11	20	25	0	57.195853	-57.195853	0	172.11454
2014-10-17 14:00:00	255.096658870776	2.847	90.447	62.853	12.5	12.5	12.5	29.7	13	13	0	0	0	11	20	25	0	50.250341	-50.250341	0	222.36488
2014-10-17 15:00:00	250.062298817248	2.628	77.65521	53.96379	12.5	12.5	12.5	29.7	13	13	20	20	18.338003	11	20	25	0	91.722704	-91.722704	0	314.08759
2014-10-17 16:00:00	243.977471189216	2.847	59.17818	41.12382	12.5	12.5	12.5	29.7	13	13	20	20	20	11	20	25	0	68.371529	-68.371529	0	382.45912
2014-10-17 17:00:00	246.076087425256	3.723	33.85302	23.52498	12.5	12.5	12.5	29.7	13	13	20	20	20	11	20	25	0	24.224913	-24.224913	0	406.68403
2014-10-17 18:00:00	277.752438568136	3.723	5.03919	3.50181	12.5	12.5	12.5	29.7	13	13	20	20	20	11	20	25	0	0	0	56.288439	350.39559
2014-10-17 19:00:00	275.656141245064	3.504	0	0	12.5	12.5	12.5	29.7	13	13	20	20	20	11	20	25	0	0	0	62.952141	287.44345
2014-10-17 20:00:00	265.165378977832	3.066	0	0	12.5	12.5	12.5	29.7	13	13	20	20	20	11	20	25	0	0	0	52.899379	234.54407
2014-10-17 21:00:00	248.383405828416	2.628	0	0	12.5	12.5	12.5	29.7	13	13	20	20	20	11	20	25	0	0	0	36.555406	197.98867
2014-10-17 22:00:00	239.991259797224	1.095	0	0	12.5	12.5	12.5	29.7	13	13	20	20	20	11	20	25	0	0	0	29.69626	168.29241
2014-10-17 23:00:00	225.8621230832	0.876	0	0	12.5	12.5	12.5	29.7	13	13	20	20	20	11	20	25	0	0	0	15.786123	152.50628
2014-10-18 00:00:00	208.4702758232	0.438	0	0	12.5	12.5	12.5	29.7	13	13	20	20	20	11	20	25	0	1.1677242	-1.1677242	0	153.67401
2014-10-18 01:00:00	204.064341184	0.219	0	0	12.5	12.5	12.5	29.7	13	13	20	20	20	11	20	25	0	5.3546588	-5.3546588	0	159.02867
2014-10-18 02:00:00	196.8757109832	0	0	0	12.5	12.5	12.5	29.7	13	13	20	20	20	11	20	25	0	12.324289	-12.324289	0	171.35295
2014-10-18 03:00:00	196.8757109832	0	0	0	12.5	12.5	12.5	29.7	13	13	20	20	20	11	20	25	0	12.324289	-12.324289	0	183.67724
2014-10-18 04:00:00	202.2092108096	0	0	0	12.5	12.5	12.5	29.7	13	13	20	20	20	11	20	25	0	6.9907892	-6.9907892	0	190.66803
2014-10-18 05:00:00	221.456188444	0	0	0	12.5	12.5	12.5	29.7	13	13	20	20	20	11	20	25	0	0	0	12.256188	178.41184
2014-10-18 06:00:00	235.587644070992	0	0	0	12.5	12.5	12.5	29.7	13	13	20	20	20	11	20	25	0	0	0	26.387644	152.0242
2014-10-18 07:00:00	265.37640005792	0	6.4605	4.4895	12.5	12.5	12.5	29.7	13	13	20	20	20	11	20	25	0	0	0	45.2264	106.7978
2014-10-18 08:00:00	292.018391147272	0	33.20697	23.07603	12.5	12.5	12.5	29.7	13	13	20	20	20	11	20	25	0	0	0	26.535391	80.262409
2014-10-18 09:00:00	304.605450737576	0	58.40292	40.58508	12.5	12.5	12.5	29.7	13	13	20	20	20	11	20	25	0	3.5825493	-3.5825493	0	83.844958
2014-10-18 10:00:00	308.800364296688	0.657	77.26758	53.69442	12.5	12.5	12.5	29.7	13	13	20	20	20	11	20	25	0	32.018636	-32.018636	0	115.86359
2014-10-18 11:00:00	310.898980532728	1.752	88.76727	61.68573	12.5	12.5	12.5	29.7	13	13	20	20	20	11	20	25	0	50.506019	-50.506019	0	166.36961
2014-10-18 12:00:00	310.898980532728	1.971	95.74461	66.53439	12.5	12.5	12.5	29.7	13	13	20	20	20	11	20	25	0	62.551019	-62.551019	0	228.92063
2014-10-18 13:00:00	314.045745430304	2.19	95.09856	66.08544	12.5	12.5	12.5	29.7	13	13	20	20	20	11	20	25	0	58.528255	-58.528255	0	287.44889
2014-10-18 14:00:00	306.704066973616	1.971	88.50885	61.50615	12.5	12.5	12.5	29.7	13	13	20	20	20	11	20	25	0	54.481933	-54.481933	0	341.93082
2014-10-18 15:00:00	298.311920942424	1.533	74.16654	51.53946	12.5	12.5	12.5	29.7	13	13	20	20	20	11	20	25	0	38.127079	-38.127079	0	380.0579
2014-10-18 16:00:00	277.124013153808	1.971	54.65583	37.98117	12.5	12.5	12.5	29.7	13	13	20	20	20	11	20	25	0	26.683987	-26.683987	0	406.74189
2014-10-18 17:00:00	268.731867122616	3.066	29.97672	20.83128	12.5	12.5	12.5	29.7	13	13	20	20	20	11	20	25	0	0	0	5.6578671	401.08402
2014-10-18 18:00:00	297.892197695216	4.818	3.8763	2.6937	12.5	12.5	12.5	29.7	13	13	20	20	20	11	20	25	0	0	0	77.304198	323.77982
2014-10-18 19:00:00	293.066539808808	6.351	0	0	12.5	12.5	12.5	29.7	13	13	20	20	20	11	20	25	0	0	0	77.51554	246.26428
2014-10-18 20:00:00	278.383182895432	7.008	0	0	12.5	12.5	12.5	29.7	13	13	20	20	20	11	20	25	0	0	0	62.175183	184.0891
2014-10-18 21:00:00	258.452125935472	6.57	0	0	12.5	12.5	12.5	29.7	13	13	20	20	20	11	20	25	0	0	0	42.682126	141.40697
2014-10-18 22:00:00	236.427090565408	4.599	0	0	12.5	12.5	12.5	29.7	13	13	20	20	20	11	20	25	0	0	0	22.628091	118.77888
2014-10-18 23:00:00	224.934557896	3.285	0	0	12.5	12.5	12.5	29.7	13	13	20	20	20	11	20	25	0	0	0	12.449558	106.32932
2014-10-19 00:00:00	208.4702758232	2.628	0	0	12.5	12.5	12.5	29.7	13	13	20	20	20	11	20	25	0	3.3577242	-3.3577242	0	109.68705
2014-10-19 01:00:00	204.064341184	2.19	0	0	12.5	12.5	12.5	29.7	13	13	20	20	20	11	20	25	0	7.3256588	-7.3256588	0	117.01271
2014-10-19 02:00:00	196.8757109832	1.533	0	0	12.5	12.5	12.5	29.7	13	13	20	20	20	11	20	25	0	13.857289	-13.857289	0	130.87
2014-10-19 03:00:00	196.8757109832	0.657	0	0	12.5	12.5	12.5	29.7	13	13	20	20	20	11	20	25	0	12.981289	-12.981289	0	143.85129
2014-10-19 04:00:00	202.2092108096	0.219	0	0	12.5	12.5	12.5	29.7	13	13	20	20	20	11	20	25	0	7.2097892	-7.2097892	0	151.06107
2014-10-19 05:00:00	221.456188444	0	0	0	12.5	12.5	12.5	29.7	13	13	20	20	20	11	20	25	0	0	0	12.256188	138.80489
2014-10-19 06:00:00	235.587644070992	0	0	0	12.5	12.5	12.5	29.7	13	13	20	20	20	11	20	25	0	0	0	26.387644	112.41724
2014-10-19 07:00:00	265.37640005792	0	4.39314	3.05286	12.5	12.5	12.5	29.7	13	13	20	20	20	11	20	25	0	0	0	48.7304	63.686842
2014-10-19 08:00:00	292.018391147272	0	23.90385	16.61115	12.5	12.5	12.5	29.7	13	13	20	20	20	11	20	25	0	0	0	42.303391	21.383451
2014-10-19 09:00:00	304.605450737576	0	43.67298	30.34902	12.5	12.5	12.5	29.7	13	13	20	20	20	11	20	25	0	0	0	21.383451	0
2014-10-19 10:00:00	308.800364296688	0.438	63.82974	44.35626	12.5	12.5	12.5	29.7	13	13	10.976364	20	20	11	20	25	0	0	0	0	0
2014-10-19 11:00:00	310.898980532728	2.628	81.66072	56.74728	12.5	12.5	12.5	29.7	13	13	20	6.6437116	0	11	20	25	0	5.9807311	-5.9807311	0	5.9807311
2014-10-19 12:00:00	310.898980532728	6.789	90.447	62.853	12.5	12.5	12.5	29.7	13	13	20	20	20	11	20	25	0	58.390019	-58.390019	0	64.370751
2014-10-19 13:00:00	314.045745430304	10.95	89.41332	62.13468	12.5	12.5	12.5	29.7	13	13	20	20	20	11	20	25	0	57.652255	-57.652255	0	122.02301
2014-10-19 14:00:00	306.704066973616	14.892	79.85178	55.49022	12.5	12.5	12.5	29.7	13	13	20	20	20	11	20	25	0	52.729933	-52.729933	0	174.75294
2014-10-19 15:00:00	298.311920942424	18.396	58.79055	40.85445	12.5	12.5	12.5	29.7	13	13	20	20	20	11	20	25	0	28.929079	-28.929079	0	203.68202
2014-10-19 16:00:00	277.124013153808	20.805	33.07776	22.98624	12.5	12.5	12.5	29.7	13	13	20	20	20	11	20	25	0	8.9449868	-8.9449868	0	212.627
2014-10-19 17:00:00	268.731867122616	21.243	13.95468	9.69732	12.5	12.5	12.5	29.7	13	13	20	20	20	11	20	25	0	0	0	14.636867	197.99014
2014-10-19 18:00:00	297.892197695216	20.367	1.67973	1.16727	12.5	12.5	12.5	29.7	13	13	20	20	20	11	20	25	0	0	0	65.478198	132.51194
2014-10-19 19:00:00	293.066539808808	21.243	0	0	12.5	12.5	12.5	29.7	13	13	20	20	20	11	20	25	0	0	0	62.62354	69.888399
2014-10-19 20:00:00	278.383182895432	23.214	0	0	12.5	12.5	12.5	29.7	13	13	20	20	20	11	20	25	0	0	0	45.969183	23.919217
2014-10-19 21:00:00	258.452125935472	25.842	0	0	12.5	12.5	12.5	29.7	13	13	20	20	20	11	20	25	0	0	0	23.410126	0.50909057
2014-10-19 22:00:00	236.427090565408	26.718	0	0	12.5	12.5	12.5	29.7	13	13	20	20	20	11	20	25	0	0	0	0.50909057	0
2014-10-19 23:00:00	224.934557896	27.156	0	0	12.5	12.5	12.5	29.7	13	13	20	8.5785579	20	11	20	25	0	0	0	0	0
2014-10-20 00:00:00	208.4702758232	28.689	0	0	12.5	12.5	12.5	29.7	13	13	10.581276	20	0	11	20	25	0	0	0	0	0
2014-10-20 01:00:00	204.064341184	26.499	0	0	12.5	12.5	12.5	29.7	13	13	14.861598	20	0	11	20	25	0	6.4962565	-6.4962565	0	6.4962565
2014-10-20 02:00:00	196.8757109832	20.586	0	0	12.5	12.5	12.5	29.7	13	13	20	20	20	11	20	25	0	32.910289	-32.910289	0	39.406546
2014-10-20 03:00:00	196.8757109832	14.892	0	0	12.5	12.5	12.5	29.7	13	13	20	20	20	11	20	25	0	27.216289	-27.216289	0	66.622835
2014-10-20 04:00:00	202.2092108096	10.074	0	0	12.5	12.5	12.5	29.7	13	13	20	20	20	11	20	25	0	17.064789	-17.064789	0	83.687624
2014-10-20 05:00:00	221.456188444	7.446	0	0	12.5	12.5	12.5	29.7	13	13	20	20	20	11	20	25	0	0	0	4.8101884	78.877435
2014-10-20 06:00:00	235.587644070992	8.322	0	0	12.5	12.5	12.5	29.7	13	13	20	20	20	11	20	25	0	0	0	18.065644	60.811791
2014-10-20 07:00:00	265.37640005792	12.483	3.8763	2.6937	12.5	12.5	12.5	29.7	13	13	20	20	20	11	20	25	0	0	0	37.1234	23.688391
2014-10-20 08:00:00	292.018391147272	18.396	24.03306	16.70094	12.5	12.5	12.5	29.7	13	13	20	20	20	11	20	25	0	0	0	23.688391	0
2014-10-20 09:00:00	304.605450737576	26.28	45.35271	31.51629	12.5	12.5	12.5	29.7	13	13	12.256451	20	20	11	20	25	0	0	0	0	0
2014-10-20 10:00:00	308.800364296688	33.507	64.605	44.895	12.5	12.5	12.5	29.7	13	13	16.593364	0	0	11	20	25	0	0	0	0	0
2014-10-20 11:00:00	310.898980532728	38.106	76.36311	53.06589	12.5	12.5	12.5	29.7	13	13	0	0	0	11	20	25	0	5.8360195	-5.8360195	0	5.8360195
2014-10-20 12:00:00	310.898980532728	39.201	81.01467	56.29833	12.5	12.5	12.5	29.7	13	13	0	0	0	11	20	25	0	14.815019	-14.815019	0	20.651039
2014-10-20 13:00:00	314.045745430304	38.106	77.26758	53.69442	12.5	12.5	12.5	29.7	13	13	0	0	0	11	20	25	0	4.2222546	-4.2222546	0	24.873294
2014-10-20 14:00:00	306.704066973616	34.821	69.12735	48.03765	12.5	12.5	12.5	29.7	13	13	0	5.518067	0	11	20	25	0	0	0	0	24.873294
2014-10-20 15:00:00	298.311920942424	32.193	58.40292	40.58508	12.5	12.5	12.5	29.7	13	13	20	0.76342811	20	11	20	25	0	22.832507	-22.832507	0	47.705801
2014-10-20 16:00:00	277.124013153808	33.288	41.73483	29.00217	12.5	12.5	12.5	29.7	13	13	20	20	20	11	20	25	0	36.100987	-36.100987	0	83.806788
2014-10-20 17:00:00	268.731867122616	36.354	22.48254	15.62346	12.5	12.5	12.5	29.7	13	13	20	20	20	11	20	25	0	14.928133	-14.928133	0	98.73492
2014-10-20 18:00:00	297.892197695216	40.734	2.84262	1.97538	12.5	12.5	12.5	29.7	13	13	20	20	20	11	20	25	0	0	0	43.140198	55.594723
2014-10-20 19:00:00	293.066539808808	46.866	0	0	12.5	12.5	12.5	29.7	13	13	20	20	20	11	20	25	0	0	0	37.00054	18.594183
2014-10-20 20:00:00	278.383182895432	50.589	0	0	12.5	12.5	12.5	29.7	13	13	20	20	20	11	20	25	0	0	0	18.594183	0
2014-10-20 21:00:00	258.452125935472	50.808	0	0	12.5	12.5	12.5	29.7	13	13	20	20	18.444126	11	20	25	0	0	0	0	0
2014-10-20 22:00:00	236.427090565408	49.713	0	0	12.5	12.5	12.5	29.7	13	13	0	20	17.514091	11	20	25	0	0	0	0	0
2014-10-20 23:00:00	224.934557896	48.399	0	0	12.5	12.5	12.5	29.7	13	13	0	7.3355579	20	11	20	25	0	0	0	0	0
2014-10-21 00:00:00	208.4702758232	46.647	0	0	12.5	12.5	12.5	29.7	13	13	0	0	12.623276	11	20	25	0	0	0	0	0
2014-10-21 01:00:00	204.064341184	42.048	0	0	12.5	12.5	12.5	29.7	13	13	0	0	12.816341	11	20	25	0	0	0	0	0
2014-10-21 02:00:00	196.8757109832	37.668	0	0	12.5	12.5	12.5	29.7	13	13	0	0	10.007711	11	20	25	0	0	0	0	0
2014-10-21 03:00:00	196.8757109832	33.726	0	0	12.5	12.5	12.5	29.7	13	13	13.949711	0	0	11	20	25	0	0	0	0	0
2014-10-21 04:00:00	202.2092108096	31.755	0	0	12.5	12.5	12.5	29.7	13	13	20	1.2542108	0	11	20	25	0	0	0	0	0
2014-10-21 05:00:00	221.456188444	34.383	0	0	12.5	12.5	12.5	29.7	13	13	0	17.873188	20	11	20	25	0	0	0	0	0
2014-10-21 06:00:00	235.587644070992	40.953	0	0	12.5	12.5	12.5	29.7	13	13	5.4346441	20	20	11	20	25	0	0	0	0	0
2014-10-21 07:00:00	265.37640005792	49.713	3.8763	2.6937	12.5	12.5	12.5	29.7	13	13	20	19.8934	20	11	20	25	0	0	0	0	0
2014-10-21 08:00:00	292.018391147272	58.473	24.80832	17.23968	12.5	12.5	12.5	29.7	13	13	20	20	2.2973911	11	20	25	0	0	0	0	0
2014-10-21 09:00:00	304.605450737576	67.671	50.00427	34.74873	12.5	12.5	12.5	29.7	13	13	0	0	2.9814507	11	20	25	0	0	0	0	0
2014-10-21 10:00:00	308.800364296688	77.745	68.09367	47.31933	12.5	12.5	12.5	29.7	13	13	0	0	0	11	20	25	0	33.557636	-33.557636	0	33.557636
2014-10-21 11:00:00	310.898980532728	86.286	80.36862	55.84938	12.5	12.5	12.5	29.7	13	13	0	0	0	11	20	25	0	60.805019	-60.805019	0	94.362655
2014-10-21 12:00:00	310.898980532728	94.608	85.66623	59.53077	12.5	12.5	12.5	29.7	13	13	0	0	0	11	20	25	0	78.106019	-78.106019	0	172.46867
2014-10-21 13:00:00	314.045745430304	101.835	83.08203	57.73497	12.5	12.5	12.5	29.7	13	13	0	0	0	11	20	25	0	77.806255	-77.806255	0	250.27493
2014-10-21 14:00:00	306.704066973616	106.215	74.68338	51.89862	12.5	12.5	12.5	29.7	13	13	0	0	0	11	20	25	0	75.292933	-75.292933	0	325.56786
2014-10-21 15:00:00	298.311920942424	105.777	59.17818	41.12382	12.5	12.5	12.5	29.7	13	13	0	0	0	11	20	25	0	56.967079	-56.967079	0	382.53494
2014-10-21 16:00:00	277.124013153808	102.273	41.21799	28.64301	12.5	12.5	12.5	29.7	13	13	0	0	0	11	20	25	0	44.209987	-44.209987	0	426.74493
2014-10-21 17:00:00	268.731867122616	97.893	23.12859	16.07241	12.5	12.5	12.5	29.7	13	13	0	0	0	11	20	25	0	17.562133	-17.562133	0	444.30706
2014-10-21 18:00:00	297.892197695216	93.294	3.23025	2.24475	12.5	12.5	12.5	29.7	13	13	0	0	0	11	20	25	0	0	0	49.923198	394.38386
2014-10-21 19:00:00	293.066539808808	90.666	0	0	12.5	12.5	12.5	29.7	13	13	0	0	0	11	20	25	0	0	0	53.20054	341.18332
2014-10-21 20:00:00	278.383182895432	86.505	0	0	12.5	12.5	12.5	29.7	13	13	0	0	0	11	20	25	0	0	0	42.678183	298.50514
2014-10-21 21:00:00	258.452125935472	79.716	0	0	12.5	12.5	12.5	29.7	13	13	0	0	0	11	20	25	0	0	0	29.536126	268.96901
2014-10-21 22:00:00	236.427090565408	73.146	0	0	12.5	12.5	12.5	29.7	13	13	0	0	0	11	20	25	0	0	0	14.081091	254.88792
2014-10-21 23:00:00	224.934557896	68.547	0	0	12.5	12.5	12.5	29.7	13	13	0	0	0	11	20	25	0	0	0	7.1875579	247.70037
2014-10-22 00:00:00	208.4702758232	64.824	0	0	12.5	12.5	12.5	29.7	13	13	0	0	0	11	20	25	0	5.5537242	-5.5537242	0	253.25409
2014-10-22 01:00:00	204.064341184	60.225	0	0	12.5	12.5	12.5	29.7	13	13	0	0	0	11	20	25	0	5.3606588	-5.3606588	0	258.61475
2014-10-22 02:00:00	196.8757109832	53.217	0	0	12.5	12.5	12.5	29.7	13	13	0	0	0	11	20	25	0	5.541289	-5.541289	0	264.15604
2014-10-22 03:00:00	196.8757109832	46.209	0	0	12.5	12.5	12.5	29.7	13	13	0	0	0	11	20	25	0	0	0	1.466711	262.68933
2014-10-22 04:00:00	202.2092108096	40.953	0	0	12.5	12.5	12.5	29.7	13	13	0	0	0	11	20	25	0	0	0	12.056211	250.63312
2014-10-22 05:00:00	221.456188444	37.23	0	0	12.5	12.5	12.5	29.7	13	13	0	0	0	11	20	25	0	0	0	35.026188	215.60693
2014-10-22 06:00:00	235.587644070992	33.945	0	0	12.5	12.5	12.5	29.7	13	13	0	0	0	11	20	25	0	0	0	52.442644	163.16428
2014-10-22 07:00:00	265.37640005792	30.441	1.67973	1.16727	12.5	12.5	12.5	29.7	13	13	0	0	0	11	20	25	0	0	0	82.8884	80.275884
2014-10-22 08:00:00	292.018391147272	31.098	12.27495	8.53005	12.5	12.5	12.5	29.7	13	13	20	0	5.671958	11	20	25	0	0	0	65.243433	15.032451
2014-10-22 09:00:00	304.605450737576	37.668	25.19595	17.50905	12.5	12.5	12.5	29.7	13	13	20	20	20	11	20	25	0	0	0	15.032451	0
2014-10-22 10:00:00	308.800364296688	49.713	36.43722	25.32078	12.5	12.5	12.5	29.7	13	13	20	8.1293643	20	11	20	25	0	0	0	0	0
2014-10-22 11:00:00	310.898980532728	75.117	43.15614	29.98986	12.5	12.5	12.5	29.7	13	13	13.435981	0	0	11	20	25	0	0	0	0	0
2014-10-22 12:00:00	310.898980532728	105.339	45.86955	31.87545	12.5	12.5	12.5	29.7	13	13	0	0	0	11	20	25	0	21.385019	-21.385019	0	21.385019
2014-10-22 13:00:00	314.045745430304	126.363	44.57745	30.97755	12.5	12.5	12.5	29.7	13	13	0	0	0	11	20	25	0	37.072255	-37.072255	0	58.457274
2014-10-22 14:00:00	306.704066973616	129.429	40.83036	28.37364	12.5	12.5	12.5	29.7	13	13	0	0	0	11	20	25	0	41.128933	-41.128933	0	99.586207
2014-10-22 15:00:00	298.311920942424	122.64	28.4262	19.7538	12.5	12.5	12.5	29.7	13	13	0	0	0	11	20	25	0	21.708079	-21.708079	0	121.29429
2014-10-22 16:00:00	277.124013153808	115.632	18.99387	13.19913	12.5	12.5	12.5	29.7	13	13	0	0	0	11	20	25	0	19.900987	-19.900987	0	141.19527
2014-10-22 17:00:00	268.731867122616	109.281	6.97734	4.84866	12.5	12.5	12.5	29.7	13	13	0	0	0	11	20	25	0	1.5751329	-1.5751329	0	142.77041
2014-10-22 18:00:00	297.892197695216	102.93	0.51684	0.35916	12.5	12.5	12.5	29.7	13	13	0	0	0	11	20	25	0	0	0	44.886198	97.884208
2014-10-22 19:00:00	293.066539808808	98.769	0	0	12.5	12.5	12.5	29.7	13	13	0	0	0	11	20	25	0	0	0	45.09754	52.786668
2014-10-22 20:00:00	278.383182895432	93.951	0	0	12.5	12.5	12.5	29.7	13	13	0	0	0	11	20	25	0	0	0	35.232183	17.554485
2014-10-22 21:00:00	258.452125935472	85.629	0	0	12.5	12.5	12.5	29.7	13	13	0	6.0686405	0	11	20	25	0	0	0	17.554485	0
2014-10-22 22:00:00	236.427090565408	79.278	0	0	12.5	12.5	12.5	29.7	13	13	0	7.9490906	0	11	20	25	0	0	0	0	0
2014-10-22 23:00:00	224.934557896	77.745	0	0	12.5	12.5	12.5	29.7	13	13	0	0	0	11	20	25	0	2.0104421	-2.0104421	0	2.0104421
2014-10-23 00:00:00	213.5718843528	91.98	0	0	12.5	12.5	12.5	29.7	13	13	0	0	0	11	20	25	0	27.608116	-27.608116	0	29.618558
2014-10-23 01:00:00	205.6875802616	100.083	0	0	12.5	12.5	12.5	29.7	13	13	0	0	0	11	20	25	0	43.59542	-43.59542	0	73.213977
2014-10-23 02:00:00	205.223797668	64.386	0	0	12.5	12.5	12.5	29.7	13	13	0	0	0	11	20	25	0	8.3622023	-8.3622023	0	81.57618
2014-10-23 03:00:00	199.6584065448	40.077	0	0	12.5	12.5	12.5	29.7	13	13	0	0	0	11	20	25	0	0	0	10.381407	71.194773
2014-10-23 04:00:00	195.2524719056	35.697	0	0	12.5	12.5	12.5	29.7	13	13	0	0	0	11	20	25	0	0	0	10.355472	60.839301
2014-10-23 05:00:00	199.426515248	30.66	0	0	12.5	12.5	12.5	29.7	13	13	0	0	0	11	20	25	0	0	0	19.566515	41.272786
2014-10-23 06:00:00	197.3394935768	26.718	0	0	12.5	12.5	12.5	29.7	13	13	0	0	0	11	20	25	0	0	0	21.421494	19.851293
2014-10-23 07:00:00	222.8475362248	26.718	1.03368	0.71832	12.5	12.5	12.5	29.7	13	13	20	0	5.3262437	11	20	25	0	0	0	19.851293	0
2014-10-23 08:00:00	246.704512839584	26.499	9.81996	6.82404	12.5	12.5	12.5	29.7	13	13	20	14.361513	20	11	20	25	0	0	0	0	0
2014-10-23 09:00:00	258.243423768352	25.623	21.44886	14.90514	12.5	12.5	12.5	29.7	13	13	7.0664238	20	20	11	20	25	0	0	0	0	0
2014-10-23 10:00:00	263.488804901968	27.813	33.46539	23.25561	12.5	12.5	12.5	29.7	13	13	9.7548049	0	20	11	20	25	0	0	0	0	0
2014-10-23 11:00:00	262.018614080256	35.259	43.41456	30.16944	12.5	12.5	12.5	29.7	13	13	0	3.9756141	0	11	20	25	0	0	0	0	0
2014-10-23 12:00:00	261.598890833048	43.143	45.35271	31.51629	12.5	12.5	12.5	29.7	13	13	0	0	0	11	20	25	0	7.6131092	-7.6131092	0	7.6131092
2014-10-23 13:00:00	258.66314701556	49.056	41.21799	28.64301	12.5	12.5	12.5	29.7	13	13	0	0	0	11	20	25	0	9.453853	-9.453853	0	17.066962
2014-10-23 14:00:00	255.096658870776	53.217	37.4709	26.0391	12.5	12.5	12.5	29.7	13	13	4.2231786	20	20	11	20	25	0	55.05352	-55.05352	0	72.120482
2014-10-23 15:00:00	250.062298817248	51.246	25.32516	17.59884	12.5	12.5	12.5	29.7	13	13	20	20	20	11	20	25	0	53.307701	-53.307701	0	125.42818
2014-10-23 16:00:00	243.977471189216	40.734	14.85915	10.32585	12.5	12.5	12.5	29.7	13	13	20	20	20	11	20	25	0	31.141529	-31.141529	0	156.56971
2014-10-23 17:00:00	246.076087425256	27.594	5.55603	3.86097	12.5	12.5	12.5	29.7	13	13	20	20	20	11	20	25	0	0.13491257	-0.13491257	0	156.70462
2014-10-23 18:00:00	277.752438568136	18.396	0.38763	0.26937	12.5	12.5	12.5	29.7	13	13	20	20	20	11	20	25	0	0	0	49.499439	107.20519
2014-10-23 19:00:00	275.656141245064	17.301	0	0	12.5	12.5	12.5	29.7	13	13	20	20	20	11	20	25	0	0	0	49.155141	58.050045
2014-10-23 20:00:00	265.165378977832	19.053	0	0	12.5	12.5	12.5	29.7	13	13	20	20	20	11	20	25	0	0	0	36.912379	21.137666
2014-10-23 21:00:00	248.383405828416	22.338	0	0	12.5	12.5	12.5	29.7	13	13	20	20	20	11	20	25	0	0	0	16.845406	4.2922598
2014-10-23 22:00:00	239.991259797224	26.499	0	0	12.5	12.5	12.5	29.7	13	13	20	20	20	11	20	25	0	0	0	4.2922598	0
2014-10-23 23:00:00	225.8621230832	31.974	0	0	12.5	12.5	12.5	29.7	13	13	20	4.6881231	20	11	20	25	0	0	0	0	0
2014-10-24 00:00:00	213.5718843528	35.478	0	0	12.5	12.5	12.5	29.7	13	13	0	20	8.8938844	11	20	25	0	0	0	0	0
2014-10-24 01:00:00	205.6875802616	35.478	0	0	12.5	12.5	12.5	29.7	13	13	20	0	1.0095803	11	20	25	0	0	0	0	0
2014-10-24 02:00:00	205.223797668	34.602	0	0	12.5	12.5	12.5	29.7	13	13	0	1.4217977	20	11	20	25	0	0	0	0	0
2014-10-24 03:00:00	199.6584065448	35.478	0	0	12.5	12.5	12.5	29.7	13	13	14.980407	0	0	11	20	25	0	0	0	0	0
2014-10-24 04:00:00	195.2524719056	36.573	0	0	12.5	12.5	12.5	29.7	13	13	0	9.4794719	0	11	20	25	0	0	0	0	0
2014-10-24 05:00:00	199.426515248	41.172	0	0	12.5	12.5	12.5	29.7	13	13	0	0	9.0545152	11	20	25	0	0	0	0	0
2014-10-24 06:00:00	197.3394935768	48.18	0	0	12.5	12.5	12.5	29.7	13	13	0	0	0	11	20	25	0	0.040506423	-0.040506423	0	0.040506423
2014-10-24 07:00:00	222.8475362248	55.845	2.32578	1.61622	12.5	12.5	12.5	29.7	13	13	13.82003	0	0	11	20	25	0	0	0	0.040506423	0
2014-10-24 08:00:00	246.704512839584	64.167	18.0894	12.5706	12.5	12.5	12.5	29.7	13	13	0	0	2.6775128	11	20	25	0	0	0	0	0